## README
Generation Data | [9 empty] | EURO | USD
1. Plant Name, type, & Capacity: |  |  | https://www.duke-energy.com/our-company/about-us/power-plants | [6 empty] | 1 | 1.0468 | https://www.currency.me.uk/
2. Efficiency of nuclear plant = |  |  | 0.35 | https://world-nuclear.org/
3. Fuel Cost of nuclear = |  |  | 0.004 | Euro/kWh | 0.0041872 | $/kWh | 1.2272e-06 | $/Btu |  | kWh | Btu
4. Efficiency of Hydroelectric = |  |  | 0.9 | https://www.usbr.gov/power/edu/pamphlet.pdf | [5 empty] | 1 | 3412
5. Fuel Cost of Hydroelectric = |  |  | 0.004 | Euro/kWh | 0.0041872 | $/kWh | 1.2272e-06 | $/Btu
6. Efficiency of Coal-Fired = |  |  | 0.33 | https://www.energy.gov/
7. Fuel Cost of Coal-Fired = | [6 empty] | 4e-06 | $/Btu | https://www.eia.gov/
8. Efficiency of Gas-Fired = |  |  | 0.35 | https://www.energy.gov/
9. Fuel Cost of Gas-Fired = |  |  | 0.018 | Euro/kWh | 0.018842 | $/kWh | 5.5224e-06 | $/Btu
10. Efficiency of Pumped-Stor. = |  |  | 0.8 | https://en.wikipedia.org/wiki/Pumped-storage_hydroelectricity
11. Fuel Cost of Pumped-Stor. = |  |  | 0.004 | Euro/kWh | 0.0041872 | $/kWh | 1.2272e-06 | $/Btu
12. Efficiency of Solar = |  |  | 0.2 | https://css.umich.edu/
13. Fuel Cost of Solar = |  |  | 0 | Euro/kWh | 0 | $/kWh | 0 | $/Btu
14. Efficiency of Fuel-Oil =
15. Fuel Cost of Fuel Oil = |  |  |  | Euro/kWh |  | $/kWh |  | $/Btu
16. Node: | K-Means Clustering (Tableau)
17. Net Generation = |  | https://www.eia.gov/beta/electricity/data/browser/
18. CO2 emissions = |  | https://www.eia.gov/beta/electricity/data/browser/
19. Capacity Factor = |  | https://www.eia.gov/energyexplained/nuclear/ |  |  |  |  | https://www.irena.org/ |  | https://www.eia.gov/todayinenergy |  |  | https://www.eia.gov/electricity/monthly/
20. Fuel Cost of Biomass = |  |  | 0.005 | $/kWh | 1.4654e-06 | $/Btu
Demand Data
Time Series demand data for Duke Energy: |  |  |  | https://www.eia.gov/electricity/gridmonitor/dashboard/electric_overview/balancing_authority/DUK
Note on B19: User: Mailed EIA and got em
Note on B20: User: Mailed EIA and got em

## Retired_Plants
S.No | Plant Name | Plant Type | Capacity (MW)
1 | Asheville Plant – Arden, NC | Retired | 344
2 | Buck Steam Station – Rowan County, NC | Retired | 256
3 | Cape Fear Plant – Moncure, NC | Retired | 316
4 | Dan River Plant – Rockingham County, NC | Retired | 276
5 | H.F. Lee Plant – Wayne County, NC | Retired | 382
6 | Riverbend Steam Station – Gaston County, NC | Retired | 454
7 | Robinson Plant – Hartsville, SC | Retired | 177
8 | Sutton Plant – Wilmington, NC | Retired | 575
9 | Weatherspoon Plant – Lumberton, NC | Retired | 171

## Generation_Data
S.No | Plant Name | Plant Type | Capacity (MW) | Heat Rate (Btu/kWh) | Fuel Cost ($/Btu) | Marginal Cost ($/MWh) | Node | Net Gen (MWh/yr) | CO2 Emissions (tons/yr) | CO2 Emissions (tons/MWh) | SCC ($/ton) | CO2 emissions cost ($/MWh) | Capacity factor | Ramp Up (MW/h) | Ramp Down (MW/h)
1 | Brunswick Nuclear Plant – Brunswick County, NC | Nuclear | 2003.2 | 9748.5714 | 1.2272e-06 | 11.9634 | 4 | 15006220 | 0 | 0 | 30 | 0 | 0.8552 | 1200 | 1200
2 | Catawba Nuclear Station – York County, SC | Nuclear | 2410.2 | 9748.5714 | 1.2272e-06 | 11.9634 | 1 | 19356670 | 0 | 0 | 30 | 0 | 0.9168 | 1200 | 1200
3 | Harris Nuclear Plant – Wake County, NC | Nuclear | 964 | 9748.5714 | 1.2272e-06 | 11.9634 | 4 | 8275593 | 0 | 0 | 30 | 0 | 0.9935 | 1200 | 1200
4 | McGuire Nuclear Station – Mecklenburg County, NC | Nuclear | 2440.6 | 9748.5714 | 1.2272e-06 | 11.9634 | 1 | 19046949 | 0 | 0 | 30 | 0 | 0.89089 | 1200 | 1200
5 | Oconee Nuclear Station – Seneca, SC | Nuclear | 2666.7 | 9748.5714 | 1.2272e-06 | 11.9634 | 1 | 21542267 | 0 | 0 | 30 | 0 | 0.92217 | 1200 | 1200
6 | Robinson Nuclear Plant – Darlington County, SC | Nuclear | 991.5 | 9748.5714 | 1.2272e-06 | 11.9634 | 1 | 6124626 | 0 | 0 | 30 | 0 | 0.70515 | 1200 | 1200
7 | Bear Creek Hydro Station – Tuckasegee, NC | Hydroelectric | 9 | 3791.1111 | 1.2272e-06 | 4.6524 | 1 | 33970 | 0 | 0 | 30 | 0 | 0.4309 | 9000 | 9000
8 | Blewett Falls Hydro Station – Lilesville, NC | Hydroelectric | 25 | 3791.1111 | 1.2272e-06 | 4.6524 | 4 | 28794 | 508 | 0.017643 | 30 | 0.52928 | 0.5 | 9000 | 9000
9 | Bridgewater Hydro Station – Glen Alpine, NC | Hydroelectric | 31.5 | 3791.1111 | 1.2272e-06 | 4.6524 | 1 | 101362 | 0 | 0 | 30 | 0 | 0.41773 | 9000 | 9000
10 | Cedar Cliff Hydro Station – Tuckasegee, NC | Hydroelectric | 6 | 3791.1111 | 1.2272e-06 | 4.6524 | 1 | 14360 | 0 | 0 | 30 | 0 | 0.2561 | 9000 | 9000
11 | Cedar Creek Hydro Station – Rocky Creek, SC | Hydroelectric | 28 | 3791.1111 | 1.2272e-06 | 4.6524 | 1 | 195060 | 0 | 0 | 30 | 0 | 0.4948 | 9000 | 9000
12 | Cowans Ford Hydro Station – Mecklenburg County, NC | Hydroelectric | 350 | 3791.1111 | 1.2272e-06 | 4.6524 | 1 | 345572 | 0 | 0 | 30 | 0 | 0.5 | 9000 | 9000
13 | Dearborn Hydro Station – Great Falls, SC | Hydroelectric | 46 | 3791.1111 | 1.2272e-06 | 4.6524 | 1 | 167286 | 0 | 0 | 30 | 0 | 0.4244 | 9000 | 9000
14 | Fishing Creek Hydro Station – Chester County, SC | Hydroelectric | 37 | 3791.1111 | 1.2272e-06 | 4.6524 | 1 | 236761 | 0 | 0 | 30 | 0 | 0.63895 | 9000 | 9000
15 | Great Falls Hydro Station – Great Falls, SC | Hydroelectric | 24 | 3791.1111 | 1.2272e-06 | 4.6524 | 1 | -71 | 0 | 0 | 30 | 0 | 0.5 | 9000 | 9000
16 | Keowee Hydro Station – Pickens County, SC | Hydroelectric | 158 | 3791.1111 | 1.2272e-06 | 4.6524 | 1 | 111262 | 0 | 0 | 30 | 0 | 0.08059 | 9000 | 9000
17 | Lookout Shoals Hydro Station – Iredell County, NC | Hydroelectric | 26 | 3791.1111 | 1.2272e-06 | 4.6524 | 1 | 174141 | 0 | 0 | 30 | 0 | 0.77051 | 9000 | 9000
18 | Marshall Hydro Station – Marshall, NC | Hydroelectric | 4 | 3791.1111 | 1.2272e-06 | 4.6524 | 1 | -312 | 0 | 0 | 30 | 0 | 0.5 | 9000 | 9000
19 | Mountain Island Hydro Station – Gaston County, NC | Hydroelectric | 60 | 3791.1111 | 1.2272e-06 | 4.6524 | 1 | 227649 | 0 | 0 | 30 | 0 | 0.43312 | 9000 | 9000
20 | Nantahala Hydro Station – Topton, NC | Hydroelectric | 43 | 3791.1111 | 1.2272e-06 | 4.6524 | 1 | 281167 | 0 | 0 | 30 | 0 | 0.74298 | 9000 | 9000
21 | Ninety-Nine Islands Hydro Station – Blacksburg, SC | Hydroelectric | 20 | 3791.1111 | 1.2272e-06 | 4.6524 | 1 | 80306 | 0 | 0 | 30 | 0 | 0.5093 | 9000 | 9000
22 | Oxford Hydro Station – Hickory, NC | Hydroelectric | 36 | 3791.1111 | 1.2272e-06 | 4.6524 | 1 | 183279 | 0 | 0 | 30 | 0 | 0.58117 | 9000 | 9000
23 | Queens Creek Hydro Station – Topton, NC | Hydroelectric | 1 | 3791.1111 | 1.2272e-06 | 4.6524 | 1 | 6292 | 0 | 0 | 30 | 0 | 0.51305 | 9000 | 9000
24 | Rhodhiss Hydro Station – Rhodhiss, NC | Hydroelectric | 26 | 3791.1111 | 1.2272e-06 | 4.6524 | 1 | 119034 | 0 | 0 | 30 | 0 | 0.53288 | 9000 | 9000
25 | Rocky Creek Hydro Station – Fairfield and Lancaster counties, SC | Hydroelectric | 28 | 3791.1111 | 1.2272e-06 | 4.6524 | 1 | -71 | 0 | 0 | 30 | 0 | 0.5 | 9000 | 9000
26 | Tennessee Creek Hydro Station – Tuckasegee, NC | Hydroelectric | 11 | 3791.1111 | 1.2272e-06 | 4.6524 | 1 | -12 | 0 | 0 | 30 | 0 | 0.5 | 9000 | 9000
27 | Thorpe Hydro Station – Dillsboro, NC | Hydroelectric | 22 | 3791.1111 | 1.2272e-06 | 4.6524 | 1 | 118015 | 0 | 0 | 30 | 0 | 0.62371 | 9000 | 9000
28 | Tillery Hydroelectric Plant – Mt. Gilead, NC | Hydroelectric | 84 | 3791.1111 | 1.2272e-06 | 4.6524 | 1 | 316756 | 0 | 0 | 30 | 0 | 0.43047 | 9000 | 9000
29 | Tuckasegee Hydro Station – Tuckasegee, NC | Hydroelectric | 3 | 3791.1111 | 1.2272e-06 | 4.6524 | 1 | 5018 | 0 | 0 | 30 | 0 | 0.5 | 9000 | 9000
30 | Walters Hydroelectric Plant – Waterville, NC | Hydroelectric | 112 | 3791.1111 | 1.2272e-06 | 4.6524 | 1 | 534273 | 0 | 0 | 30 | 0 | 0.56472 | 9000 | 9000
31 | Wateree Hydro Station – Fairfield and Kershaw Counties, SC | Hydroelectric | 56 | 3791.1111 | 1.2272e-06 | 4.6524 | 1 | 401240 | 808982 | 2.0162 | 30 | 60.4861 | 0.50612 | 9000 | 9000
32 | Wylie Hydro Station – York County, SC | Hydroelectric | 60 | 3791.1111 | 1.2272e-06 | 4.6524 | 1 | 214998 |  | 0 | 30 | 0 | 0.40905 | 9000 | 9000
33 | Allen Steam Station – Gaston County, NC | Coal-Fired | 1148.4 | 10339.3939 | 4e-06 | 41.3576 | 1 | 519572 | 611488 | 1.1769 | 30 | 35.3072 | 0.584 | 240 | 240
34 | Belews Creek Steam Station – Stokes County, NC | Coal-Fired | 2220 | 10339.3939 | 4e-06 | 41.3576 | 4 | 5340932 | 4462386 | 0.83551 | 30 | 25.0652 | 0.584 | 240 | 240
35 | Marshall Steam Station – Catawba County, NC | Coal-Fired | 2090 | 10339.3939 | 4e-06 | 41.3576 | 1 | 6023754 | 5619221 | 0.93284 | 30 | 27.9853 | 0.32789 | 240 | 240
36 | Mayo Plant – Roxboro, NC | Coal-Fired | 727 | 10339.3939 | 4e-06 | 41.3576 | 4 | 625191 | 859986 | 1.3756 | 30 | 41.2667 | 0.584 | 240 | 240
37 | Rogers Energy Complex (Cliffside Steam Station) – Cleveland and Rutherford counties, NC | Coal-Fired | 1387 | 10339.3939 | 4e-06 | 41.3576 | 1 | 3835305 | 4193193 | 1.0933 | 30 | 32.7994 | 0.23633 | 240 | 240
38 | Roxboro Steam Plant – Semora, NC | Coal-Fired | 2422 | 10339.3939 | 4e-06 | 41.3576 | 4 | 5259593 | 5323955 | 1.0122 | 30 | 30.3671 | 0.23321 | 240 | 240
39 | Asheville Combined Cycle Station – Buncombe County, NC | Gas-Fired | 1525.1 | 9748.5714 | 5.5224e-06 | 53.8354 | 1 | 889905 | 1225995 | 1.3777 | 30 | 41.3301 | 0.25261 | 3000 | 3000
40 | Belews Creek Steam Station – Stokes County, NC | Gas-Fired | 2220 | 9748.5714 | 5.5224e-06 | 53.8354 | 4 | 5340932 | 4462386 | 0.83551 | 30 | 25.0652 | 0.279 | 3000 | 3000
41 | Buck Combined Cycle Station – Rowan County, NC | Gas-Fired | 1172.3 | 9748.5714 | 5.5224e-06 | 53.8354 | 1 | 3866827 | 1450599 | 0.37514 | 30 | 11.2542 | 0.37654 | 3000 | 3000
42 | Dan River Combined Cycle Station – Rockingham County, NC | Gas-Fired | 1085.7 | 9748.5714 | 5.5224e-06 | 53.8354 | 4 | 4456737 | 1685678 | 0.37823 | 30 | 11.3469 | 0.4686 | 3000 | 3000
43 | Darlington Plant – Darlington County, SC | Gas-Fired | 1045.8 | 9748.5714 | 5.5224e-06 | 53.8354 | 1 | 1375 | 4011 | 2.9171 | 30 | 87.5127 | 0.279 | 3000 | 3000
44 | H.F. Lee Combined Cycle Plant – Wayne County, NC | Gas-Fired | 2556.1 | 9748.5714 | 5.5224e-06 | 53.8354 | 4 | 5654012 | 2231378 | 0.39465 | 30 | 11.8396 | 0.26034 | 3000 | 3000
45 | Lincoln Combustion Turbine Station – Lincoln County, NC | Gas-Fired | 2290 | 9748.5714 | 5.5224e-06 | 53.8354 | 1 | 15767 | 39572 | 2.5098 | 30 | 75.294 | 0.279 | 3000 | 3000
46 | Marshall Steam Station – Catawba County, NC | Gas-Fired | 2090 | 9748.5714 | 5.5224e-06 | 53.8354 | 1 | 48428 | 5619221 | 116.0325 | 30 | 3480.9744 | 0.279 | 3000 | 3000
47 | Mill Creek Combustion Turbine Station – Cherokee County, SC | Gas-Fired | 799.2 | 9748.5714 | 5.5224e-06 | 53.8354 | 1 | 70332 | 51591 | 0.73354 | 30 | 22.0061 | 0.279 | 3000 | 3000
48 | Rockingham Station – Rockingham County, NC | Gas-Fired | 977.5 | 9748.5714 | 5.5224e-06 | 53.8354 | 4 | 656571 | 389329 | 0.59297 | 30 | 17.7892 | 0.07668 | 3000 | 3000
49 | Rogers Energy Complex (Cliffside Steam Station) – Cleveland and Rutherford counties, NC | Gas-Fired | 1387 | 9748.5714 | 5.5224e-06 | 53.8354 | 1 | 1409837 | 4193193 | 2.9742 | 30 | 89.2272 | 0.23633 | 3000 | 3000
50 | Smith Energy Complex Combined Cycle – Hamlet, NC | Gas-Fired | 1084 | 9748.5714 | 5.5224e-06 | 53.8354 | 4 | 2823106 | 3493261 | 1.2374 | 30 | 37.1215 | 0.279 | 3000 | 3000
51 | Smith Energy Complex Combustion Turbine – Hamlet, NC | Gas-Fired | 820 | 9748.5714 | 5.5224e-06 | 53.8354 | 4 | 4527098 |  | 0 | 30 | 0 | 0.279 | 3000 | 3000
52 | W.S. Lee Steam Station – Anderson County, SC | Gas-Fired | 1403.2 | 9748.5714 | 5.5224e-06 | 53.8354 | 1 | 6032720 | 2245743 | 0.37226 | 30 | 11.1678 | 0.49078 | 3000 | 3000
53 | Wayne County Plant – Goldsboro, NC | Gas-Fired | 863 | 9748.5714 | 5.5224e-06 | 53.8354 | 4 | 175398 | 110787 | 0.63163 | 30 | 18.949 | 0.279 | 3000 | 3000
54 | Bad Creek Pumped-Storage Generating Station – Oconee County, SC | Pumped_Storage Hydro | 1065 | 4265 | 1.2272e-06 | 5.234 | 1 | -404820 | 0 | 0 | 30 | 0 | 0.5 | 12000 | 12000
55 | Jocassee Pumped-Storage Generating Station – Pickens County, SC | Pumped_Storage Hydro | 710 | 4265 | 1.2272e-06 | 5.234 | 1 | -104503 | 0 | 0 | 30 | 0 | 0.5 | 12000 | 12000
56 | Blewett Combustion Turbine – Lilesville, NC | Fuel-Oil | 52 | 17060 | 0 | 20 | 1 | 28794 | 508 | 0.017643 | 30 | 0.52928 | 0.279 | 420 | 420
57 | 1001 Ebenezer Church Solar | Solar | 0 |  |  | 0 | 1 |  |  | 0 | 30 | 0 | 0.18386 | 0 | 0
58 | 1008 Matthews Solar | Solar | 0 |  |  | 0 | 1 |  |  | 0 | 30 | 0 | 0.18386 | 0 | 0
59 | 1009 Yadkin Solar | Solar | 0 |  |  | 0 | 1 |  |  | 0 | 30 | 0 | 0.18386 | 0 | 0
60 | 1025 Traveller Solar, LLC | Solar | 0 |  |  | 0 | 4 |  |  | 0 | 30 | 0 | 0.21614 | 0 | 0
61 | 1034 Catherine Lake Solar, LLC | Solar | 0 |  |  | 0 | 4 |  |  | 0 | 30 | 0 | 0.18386 | 0 | 0
62 | 1045 Tomlin Mill Solar | Solar | 0 |  |  | 0 | 1 |  |  | 0 | 30 | 0 | 0.18386 | 0 | 0
63 | 1047 Little Mountain Solar, LLC | Solar | 0 |  |  | 0 | 1 |  |  | 0 | 30 | 0 | 0.21678 | 0 | 0
64 | 1051 Lucky Solar, LLC | Solar | 0 |  |  | 0 | 1 |  |  | 0 | 30 | 0 | 0.18386 | 0 | 0
65 | 1073 Onslow Solar | Solar | 0 |  |  | 0 | 4 |  |  | 0 | 30 | 0 | 0.18386 | 0 | 0
66 | 231 Dixon 74 Solar I, LLC | Solar | 0 |  |  | 0 | 4 |  |  | 0 | 30 | 0 | 0.21958 | 0 | 0
67 | 232 Long Branch 29 Solar I, LLC | Solar | 0 |  |  | 0 | 1 |  |  | 0 | 30 | 0 | 0.13818 | 0 | 0
68 | 315 Vinson Road | Solar | 0 |  |  | 0 | 4 |  |  | 0 | 30 | 0 | 0.0024 | 0 | 0
69 | 4Oaks | Solar | 0 |  |  | 0 | 4 |  |  | 0 | 30 | 0 | 0.19071 | 0 | 0
70 | 510 REPP One | Solar | 0 |  |  | 0 | 4 |  |  | 0 | 30 | 0 | 0.17264 | 0 | 0
71 | ABD Farms | Solar | 0 |  |  | 0 | 4 |  |  | 0 | 30 | 0 | 0.21091 | 0 | 0
72 | Achilles Solar | Solar | 0 |  |  | 0 | 4 |  |  | 0 | 30 | 0 | 0.22194 | 0 | 0
73 | Acme Solar, LLC | Solar | 0 |  |  | 0 | 4 |  |  | 0 | 30 | 0 | 0.18386 | 0 | 0
74 | Adams Solar | Solar | 0 |  |  | 0 | 4 |  |  | 0 | 30 | 0 | 0.18386 | 0 | 0
75 | AGA TAG Solar IV LLC | Solar | 0 |  |  | 0 | 4 |  |  | 0 | 30 | 0 | 0.03599 | 0 | 0
76 | Ahoskie | Solar | 0 |  |  | 0 | 4 |  |  | 0 | 30 | 0 | 0.13436 | 0 | 0
77 | Ajax Solar | Solar | 0 |  |  | 0 | 4 |  |  | 0 | 30 | 0 | 0.08783 | 0 | 0
78 | Albemarle Beach Solar | Solar | 0 |  |  | 0 | 4 |  |  | 0 | 30 | 0 | 0.00096 | 0 | 0
79 | Albemarle Solar Center LLC | Solar | 0 |  |  | 0 | 1 |  |  | 0 | 30 | 0 | 0.19644 | 0 | 0
80 | Albertson Solar LLC | Solar | 0 |  |  | 0 | 4 |  |  | 0 | 30 | 0 | 0.21984 | 0 | 0
81 | Alexis Solar | Solar | 0 |  |  | 0 | 1 |  |  | 0 | 30 | 0 | 0.18386 | 0 | 0
82 | Alpha Value Solar | Solar | 0 |  |  | 0 | 4 |  |  | 0 | 30 | 0 | 0.08678 | 0 | 0
83 | AM Best Farm | Solar | 0 |  |  | 0 | 4 |  |  | 0 | 30 | 0 | 0.18943 | 0 | 0
84 | American Beech Solar LLC | Solar | 0 |  |  | 0 | 4 |  |  | 0 | 30 | 0 | 0.18386 | 0 | 0
85 | American Legion PV 1 | Solar | 0 |  |  | 0 | 4 |  |  | 0 | 30 | 0 | 0.12956 | 0 | 0
86 | Amethyst Solar | Solar | 0 |  |  | 0 | 4 |  |  | 0 | 30 | 0 | 0.20662 | 0 | 0
87 | Anderson Farm LLC | Solar | 0 |  |  | 0 | 4 |  |  | 0 | 30 | 0 | 0.2235 | 0 | 0
88 | Andrew Solar | Solar | 0 |  |  | 0 | 1 |  |  | 0 | 30 | 0 | 0.20653 | 0 | 0
89 | Angel Solar | Solar | 0 |  |  | 0 | 4 |  |  | 0 | 30 | 0 | 0.18963 | 0 | 0
90 | Angier Farm | Solar | 0 |  |  | 0 | 4 |  |  | 0 | 30 | 0 | 0.14322 | 0 | 0
91 | Anna Solar | Solar | 0 |  |  | 0 | 4 |  |  | 0 | 30 | 0 | 0.18386 | 0 | 0
92 | Apple Data Center - PV2 | Solar | 0 |  |  | 0 | 4 |  |  | 0 | 30 | 0 | 0.20404 | 0 | 0
93 | Apple Data Center PV | Solar | 0 |  |  | 0 | 3 |  |  | 0 | 30 | 0 | 0.17509 | 0 | 0
94 | Apple Data Center PV3 | Solar | 0 |  |  | 0 | 4 |  |  | 0 | 30 | 0 | 0.21432 | 0 | 0
95 | Apple One | Solar | 0 |  |  | 0 | 4 |  |  | 0 | 30 | 0 | 0.19858 | 0 | 0
96 | Ararat Rock Solar, LLC | Solar | 0 |  |  | 0 | 1 |  |  | 0 | 30 | 0 | 0.17554 | 0 | 0
97 | Arba Solar, LLC | Solar | 0 |  |  | 0 | 4 |  |  | 0 | 30 | 0 | 0.11461 | 0 | 0
98 | Arborgate Solar | Solar | 0 |  |  | 0 | 1 |  |  | 0 | 30 | 0 | 0.21459 | 0 | 0
99 | Arndt Farm | Solar | 0 |  |  | 0 | 4 |  |  | 0 | 30 | 0 | 0.19057 | 0 | 0
100 | Arthur Solar, LLC | Solar | 0 |  |  | 0 | 4 |  |  | 0 | 30 | 0 | 0.21667 | 0 | 0
101 | Ashley Solar Farm | Solar | 0 |  |  | 0 | 4 |  |  | 0 | 30 | 0 | 0.19007 | 0 | 0
102 | Aspen Solar, LLC | Solar | 0 |  |  | 0 | 4 |  |  | 0 | 30 | 0 | 0.1916 | 0 | 0
103 | Atkinson Farm Solar | Solar | 0 |  |  | 0 | 4 |  |  | 0 | 30 | 0 | 0.19998 | 0 | 0
104 | Atkinson Solar II | Solar | 0 |  |  | 0 | 4 |  |  | 0 | 30 | 0 | 0.20079 | 0 | 0
105 | ATOOD Solar IV, LLC | Solar | 0 |  |  | 0 | 4 |  |  | 0 | 30 | 0 | 0.18598 | 0 | 0
106 | Audrey Solar | Solar | 0 |  |  | 0 | 4 |  |  | 0 | 30 | 0 | 0.17112 | 0 | 0
107 | Augustus Farm, LLC | Solar | 0 |  |  | 0 | 4 |  |  | 0 | 30 | 0 | 0.21829 | 0 | 0
108 | Aulander Holloman Solar, LLC | Solar | 0 |  |  | 0 | 4 |  |  | 0 | 30 | 0 | 0.25572 | 0 | 0
109 | Aulander Hwy 42 Solar, LLC | Solar | 0 |  |  | 0 | 4 |  |  | 0 | 30 | 0 | 0.2182 | 0 | 0
110 | Austin Solar | Solar | 0 |  |  | 0 | 1 |  |  | 0 | 30 | 0 | 0.18386 | 0 | 0
111 | Auten Road Farm, LLC | Solar | 0 |  |  | 0 | 1 |  |  | 0 | 30 | 0 | 0.20792 | 0 | 0
112 | Ayrshire | Solar | 0 |  |  | 0 | 4 |  |  | 0 | 30 | 0 | 0.20008 | 0 | 0
113 | Badger | Solar | 0 |  |  | 0 | 4 |  |  | 0 | 30 | 0 | 0.22884 | 0 | 0
114 | Bailey Farm LLC | Solar | 0 |  |  | 0 | 4 |  |  | 0 | 30 | 0 | 0.19479 | 0 | 0
115 | Bakatsias Solar | Solar | 0 |  |  | 0 | 4 |  |  | 0 | 30 | 0 | 0.17205 | 0 | 0
116 | Baker PV 1 | Solar | 0 |  |  | 0 | 4 |  |  | 0 | 30 | 0 | 0.1763 | 0 | 0
117 | Balsam | Solar | 0 |  |  | 0 | 1 |  |  | 0 | 30 | 0 | 0.18957 | 0 | 0
118 | Baltimore Church Solar, LLC | Solar | 0 |  |  | 0 | 4 |  |  | 0 | 30 | 0 | 0.15698 | 0 | 0
119 | Barker Solar, LLC | Solar | 0 |  |  | 0 | 4 |  |  | 0 | 30 | 0 | 0.20708 | 0 | 0
120 | Barnhill Road Solar, LLC | Solar | 0 |  |  | 0 | 4 |  |  | 0 | 30 | 0 | 0.1835 | 0 | 0
121 | Battleboro Farm | Solar | 0 |  |  | 0 | 4 |  |  | 0 | 30 | 0 | 0.18888 | 0 | 0
122 | Battleground | Solar | 0 |  |  | 0 | 1 |  |  | 0 | 30 | 0 | 0.17368 | 0 | 0
123 | Bay Branch Solar | Solar | 0 |  |  | 0 | 4 |  |  | 0 | 30 | 0 | 0.23196 | 0 | 0
124 | Bay Tree | Solar | 0 |  |  | 0 | 4 |  |  | 0 | 30 | 0 | 0.18386 | 0 | 0
125 | Bayboro Solar Farm | Solar | 0 |  |  | 0 | 4 |  |  | 0 | 30 | 0 | 0.17685 | 0 | 0
126 | Bear Branch Solar | Solar | 0 |  |  | 0 | 1 |  |  | 0 | 30 | 0 | 0.18386 | 0 | 0
127 | Bear Creek Solar | Solar | 0 |  |  | 0 | 4 |  |  | 0 | 30 | 0 | 0.22511 | 0 | 0
128 | Bearford Farm Solar Project | Solar | 0 |  |  | 0 | 4 |  |  | 0 | 30 | 0 | 0.19986 | 0 | 0
129 | Bearford Solar II | Solar | 0 |  |  | 0 | 4 |  |  | 0 | 30 | 0 | 0.21147 | 0 | 0
130 | BearPond Solar Center LLC | Solar | 0 |  |  | 0 | 4 |  |  | 0 | 30 | 0 | 0.20377 | 0 | 0
131 | Beaufort Solar, LLC | Solar | 0 |  |  | 0 | 4 |  |  | 0 | 30 | 0 | 0.20963 | 0 | 0
132 | Beetle Solar | Solar | 0 |  |  | 0 | 4 |  |  | 0 | 30 | 0 | 0.18362 | 0 | 0
133 | Belwood Farm | Solar | 0 |  |  | 0 | 1 |  |  | 0 | 30 | 0 | 0.19281 | 0 | 0
134 | Benson Solar, LLC | Solar | 0 |  |  | 0 | 4 |  |  | 0 | 30 | 0 | 0.06295 | 0 | 0
135 | Benthall Bridge PV 1 | Solar | 0 |  |  | 0 | 4 |  |  | 0 | 30 | 0 | 0.20276 | 0 | 0
136 | Bernhardt Furniture Solar Farm | Solar | 0 |  |  | 0 | 4 |  |  | 0 | 30 | 0 | 0.1511 | 0 | 0
137 | Beth | Solar | 0 |  |  | 0 | 4 |  |  | 0 | 30 | 0 | 0.18059 | 0 | 0
138 | Bethel Price Solar, LLC | Solar | 0 |  |  | 0 | 4 |  |  | 0 | 30 | 0 | 0.15071 | 0 | 0
139 | Bethel Solar | Solar | 0 |  |  | 0 | 4 |  |  | 0 | 30 | 0 | 0.18164 | 0 | 0
140 | Beulaville | Solar | 0 |  |  | 0 | 4 |  |  | 0 | 30 | 0 | 0.18624 | 0 | 0
141 | BG Stewart Solar Farm, LLC | Solar | 0 |  |  | 0 | 4 |  |  | 0 | 30 | 0 | 0.19037 | 0 | 0
142 | Big Boy | Solar | 0 |  |  | 0 | 4 |  |  | 0 | 30 | 0 | 0.16785 | 0 | 0
143 | Biltmore Solar Fields | Solar | 0 |  |  | 0 | 1 |  |  | 0 | 30 | 0 | 0.0739 | 0 | 0
144 | Binks Solar | Solar | 0 |  |  | 0 | 4 |  |  | 0 | 30 | 0 | 0.18386 | 0 | 0
145 | Biscoe Solar LLC | Solar | 0 |  |  | 0 | 4 |  |  | 0 | 30 | 0 | 0.20295 | 0 | 0
146 | Bizzell Church Solar 1, LLC | Solar | 0 |  |  | 0 | 4 |  |  | 0 | 30 | 0 | 0.19648 | 0 | 0
147 | Bizzell Church Solar 2 | Solar | 0 |  |  | 0 | 4 |  |  | 0 | 30 | 0 | 0.20358 | 0 | 0
148 | Bladen Solar | Solar | 0 |  |  | 0 | 4 |  |  | 0 | 30 | 0 | 0.22579 | 0 | 0
149 | Bladenboro Farm | Solar | 0 |  |  | 0 | 4 |  |  | 0 | 30 | 0 | 0.19078 | 0 | 0
150 | Bladenboro Solar 2 | Solar | 0 |  |  | 0 | 4 |  |  | 0 | 30 | 0 | 0.18724 | 0 | 0
151 | Bladenboro Solar, LLC | Solar | 0 |  |  | 0 | 4 |  |  | 0 | 30 | 0 | 0.20964 | 0 | 0
152 | Blue Bird Solar | Solar | 0 |  |  | 0 | 4 |  |  | 0 | 30 | 0 | 0.18386 | 0 | 0
153 | Blueberry One | Solar | 0 |  |  | 0 | 4 |  |  | 0 | 30 | 0 | 0.20258 | 0 | 0
154 | Bo Biggs Solar | Solar | 0 |  |  | 0 | 4 |  |  | 0 | 30 | 0 | 0.21147 | 0 | 0
155 | Boaz Farm Solar | Solar | 0 |  |  | 0 | 4 |  |  | 0 | 30 | 0 | 0.20674 | 0 | 0
156 | Bolton Farm | Solar | 0 |  |  | 0 | 4 |  |  | 0 | 30 | 0 | 0.19142 | 0 | 0
157 | Bondi Solar | Solar | 0 |  |  | 0 | 4 |  |  | 0 | 30 | 0 | 0.2197 | 0 | 0
158 | Bonnie Solar | Solar | 0 |  |  | 0 | 4 |  |  | 0 | 30 | 0 | 0.18386 | 0 | 0
159 | Boseman Solar Center LLC | Solar | 0 |  |  | 0 | 4 |  |  | 0 | 30 | 0 | 0.19507 | 0 | 0
160 | Boykin PV1 | Solar | 0 |  |  | 0 | 4 |  |  | 0 | 30 | 0 | 0.00442 | 0 | 0
161 | Bradley Farm (Dudley) | Solar | 0 |  |  | 0 | 4 |  |  | 0 | 30 | 0 | 0.18386 | 0 | 0
162 | Bradley PV1 | Solar | 0 |  |  | 0 | 4 |  |  | 0 | 30 | 0 | 0.15982 | 0 | 0
163 | Brantley Solar | Solar | 0 |  |  | 0 | 4 |  |  | 0 | 30 | 0 | 0.22638 | 0 | 0
164 | BRE | Solar | 0 |  |  | 0 | 4 |  |  | 0 | 30 | 0 | 0.19084 | 0 | 0
165 | BRE NC Solar 2 | Solar | 0 |  |  | 0 | 1 |  |  | 0 | 30 | 0 | 0.18386 | 0 | 0
166 | BRE NC Solar 3 | Solar | 0 |  |  | 0 | 1 |  |  | 0 | 30 | 0 | 0.18386 | 0 | 0
167 | BRE NC Solar 4 | Solar | 0 |  |  | 0 | 1 |  |  | 0 | 30 | 0 | 0.18386 | 0 | 0
168 | Broad River Solar, LLC | Solar | 0 |  |  | 0 | 1 |  |  | 0 | 30 | 0 | 0.18386 | 0 | 0
169 | Broadridge Solar, LLC | Solar | 0 |  |  | 0 | 4 |  |  | 0 | 30 | 0 | 0.21774 | 0 | 0
170 | Broadway Road Solar, LLC | Solar | 0 |  |  | 0 | 4 |  |  | 0 | 30 | 0 | 0.18386 | 0 | 0
171 | Broadway Solar Center, LLC | Solar | 0 |  |  | 0 | 4 |  |  | 0 | 30 | 0 | 0.19153 | 0 | 0
172 | Brooke Solar | Solar | 0 |  |  | 0 | 4 |  |  | 0 | 30 | 0 | 0.18386 | 0 | 0
173 | Buckleberry Solar | Solar | 0 |  |  | 0 | 4 |  |  | 0 | 30 | 0 | 0.21562 | 0 | 0
174 | Buddy Solar | Solar | 0 |  |  | 0 | 4 |  |  | 0 | 30 | 0 | 0.16572 | 0 | 0
175 | Bullock Solar, LLC | Solar | 0 |  |  | 0 | 4 |  |  | 0 | 30 | 0 | 0.22757 | 0 | 0
176 | Bunn Level Farm, LLC | Solar | 0 |  |  | 0 | 4 |  |  | 0 | 30 | 0 | 0.20603 | 0 | 0
177 | Burgaw Solar, LLC | Solar | 0 |  |  | 0 | 4 |  |  | 0 | 30 | 0 | 0.17815 | 0 | 0
178 | Buttercup Solar, LLC | Solar | 0 |  |  | 0 | 4 |  |  | 0 | 30 | 0 | 0.01434 | 0 | 0
179 | Cabaniss Solar | Solar | 0 |  |  | 0 | 4 |  |  | 0 | 30 | 0 | 0.18386 | 0 | 0
180 | Camden Dam Solar, LLC | Solar | 0 |  |  | 0 | 4 |  |  | 0 | 30 | 0 | 0.23756 | 0 | 0
181 | Camden Solar LLC | Solar | 0 |  |  | 0 | 4 |  |  | 0 | 30 | 0 | 0.18386 | 0 | 0
182 | Camp Lejeune Solar | Solar | 0 |  |  | 0 | 4 |  |  | 0 | 30 | 0 | 0.18553 | 0 | 0
183 | Candace Solar | Solar | 0 |  |  | 0 | 4 |  |  | 0 | 30 | 0 | 0.19756 | 0 | 0
184 | Cardinal Solar | Solar | 0 |  |  | 0 | 4 |  |  | 0 | 30 | 0 | 0.18386 | 0 | 0
185 | Carl Friedrich Gauss Solar | Solar | 0 |  |  | 0 | 4 |  |  | 0 | 30 | 0 | 0.10482 | 0 | 0
186 | Carol Jean Solar | Solar | 0 |  |  | 0 | 4 |  |  | 0 | 30 | 0 | 0.19304 | 0 | 0
187 | Carolina Lily Solar | Solar | 0 |  |  | 0 | 4 |  |  | 0 | 30 | 0 | 0.18386 | 0 | 0
188 | Carter PV1 | Solar | 0 |  |  | 0 | 4 |  |  | 0 | 30 | 0 | 0.20742 | 0 | 0
189 | Carter Solar | Solar | 0 |  |  | 0 | 4 |  |  | 0 | 30 | 0 | 0.18386 | 0 | 0
190 | Cash Solar | Solar | 0 |  |  | 0 | 4 |  |  | 0 | 30 | 0 | 0.18386 | 0 | 0
191 | Castalia Solar | Solar | 0 |  |  | 0 | 4 |  |  | 0 | 30 | 0 | 0.18219 | 0 | 0
192 | Catawba Solar LLC | Solar | 0 |  |  | 0 | 1 |  |  | 0 | 30 | 0 | 0.17386 | 0 | 0
193 | CB Bladen Solar, LLC | Solar | 0 |  |  | 0 | 4 |  |  | 0 | 30 | 0 | 0.19617 | 0 | 0
194 | CBC Solar Energy Gen Fac Phase 2 | Solar | 0 |  |  | 0 | 4 |  |  | 0 | 30 | 0 | 0.16507 | 0 | 0
195 | Cedar Solar, LLC | Solar | 0 |  |  | 0 | 4 |  |  | 0 | 30 | 0 | 0.19776 | 0 | 0
196 | Century Drive Solar Farm | Solar | 0 |  |  | 0 | 4 |  |  | 0 | 30 | 0 | 0.10856 | 0 | 0
197 | Chadbourn Farm | Solar | 0 |  |  | 0 | 4 |  |  | 0 | 30 | 0 | 0.20386 | 0 | 0
198 | Changeup | Solar | 0 |  |  | 0 | 4 |  |  | 0 | 30 | 0 | 0.20959 | 0 | 0
199 | Charlie | Solar | 0 |  |  | 0 | 1 |  |  | 0 | 30 | 0 | 0.20788 | 0 | 0
200 | Charlotte Solar | Solar | 0 |  |  | 0 | 1 |  |  | 0 | 30 | 0 | 0.19479 | 0 | 0
201 | Chauncey Farm LLC | Solar | 0 |  |  | 0 | 4 |  |  | 0 | 30 | 0 | 0.19364 | 0 | 0
202 | Chei Solar | Solar | 0 |  |  | 0 | 4 |  |  | 0 | 30 | 0 | 0.19132 | 0 | 0
203 | Chestnut Solar | Solar | 0 |  |  | 0 | 4 |  |  | 0 | 30 | 0 | 0.19464 | 0 | 0
204 | Choco Solar, LLC | Solar | 0 |  |  | 0 | 4 |  |  | 0 | 30 | 0 | 0.22671 | 0 | 0
205 | Chocowinity Solar LLC | Solar | 0 |  |  | 0 | 4 |  |  | 0 | 30 | 0 | 0.18845 | 0 | 0
206 | Chowan Jehu Solar | Solar | 0 |  |  | 0 | 4 |  |  | 0 | 30 | 0 | 0.18409 | 0 | 0
207 | Christina Solar | Solar | 0 |  |  | 0 | 4 |  |  | 0 | 30 | 0 | 0.18386 | 0 | 0
208 | Church Road Solar LLC | Solar | 0 |  |  | 0 | 4 |  |  | 0 | 30 | 0 | 0.16411 | 0 | 0
209 | Cirrus Solar LLC | Solar | 0 |  |  | 0 | 4 |  |  | 0 | 30 | 0 | 0.18934 | 0 | 0
210 | Clayton Solar | Solar | 0 |  |  | 0 | 4 |  |  | 0 | 30 | 0 | 0.18386 | 0 | 0
211 | Climax Solar | Solar | 0 |  |  | 0 | 4 |  |  | 0 | 30 | 0 | 0.18386 | 0 | 0
212 | Cline Solar Farm, LLC | Solar | 0 |  |  | 0 | 4 |  |  | 0 | 30 | 0 | 0.17973 | 0 | 0
213 | Clipperton Holdings LLC | Solar | 0 |  |  | 0 | 4 |  |  | 0 | 30 | 0 | 0.21626 | 0 | 0
214 | Coats Solar Farm, LLC | Solar | 0 |  |  | 0 | 4 |  |  | 0 | 30 | 0 | 0.1987 | 0 | 0
215 | Cohen Farm Solar, LLC | Solar | 0 |  |  | 0 | 4 |  |  | 0 | 30 | 0 | 0.2076 | 0 | 0
216 | Colin Solar | Solar | 0 |  |  | 0 | 4 |  |  | 0 | 30 | 0 | 0.18386 | 0 | 0
217 | Collard Holdings Solar | Solar | 0 |  |  | 0 | 4 |  |  | 0 | 30 | 0 | 0.18386 | 0 | 0
218 | Concord Farm | Solar | 0 |  |  | 0 | 1 |  |  | 0 | 30 | 0 | 0.11431 | 0 | 0
219 | Conetoe II Solar, LLC | Solar | 0 |  |  | 0 | 4 |  |  | 0 | 30 | 0 | 0.21859 | 0 | 0
220 | Conetoe Solar | Solar | 0 |  |  | 0 | 4 |  |  | 0 | 30 | 0 | 0.20952 | 0 | 0
221 | Cookstown | Solar | 0 |  |  | 0 | 4 |  |  | 0 | 30 | 0 | 0.22783 | 0 | 0
222 | Copperfield | Solar | 0 |  |  | 0 | 1 |  |  | 0 | 30 | 0 | 0.18596 | 0 | 0
223 | Cork Oak Solar | Solar | 0 |  |  | 0 | 4 |  |  | 0 | 30 | 0 | 0.20933 | 0 | 0
224 | Cornwall Solar Center, LLC | Solar | 0 |  |  | 0 | 4 |  |  | 0 | 30 | 0 | 0.20705 | 0 | 0
225 | Cotten Farm, LLC | Solar | 0 |  |  | 0 | 4 |  |  | 0 | 30 | 0 | 0.20877 | 0 | 0
226 | Cottonwood Solar, LLC | Solar | 0 |  |  | 0 | 4 |  |  | 0 | 30 | 0 | 0.1992 | 0 | 0
227 | Cougar Solar, LLC | Solar | 0 |  |  | 0 | 4 |  |  | 0 | 30 | 0 | 0.21365 | 0 | 0
228 | County Home Solar Center, LLC | Solar | 0 |  |  | 0 | 4 |  |  | 0 | 30 | 0 | 0.1891 | 0 | 0
229 | County Home Solar LLC | Solar | 0 |  |  | 0 | 4 |  |  | 0 | 30 | 0 | 0.21648 | 0 | 0
230 | Crawford Solar | Solar | 0 |  |  | 0 | 4 |  |  | 0 | 30 | 0 | 0.18386 | 0 | 0
231 | Creech Solar 2, LLC | Solar | 0 |  |  | 0 | 4 |  |  | 0 | 30 | 0 | 0.19281 | 0 | 0
232 | Crestwood Solar Center LLC | Solar | 0 |  |  | 0 | 4 |  |  | 0 | 30 | 0 | 0.1945 | 0 | 0
233 | Creswell Alligood Solar, LLC | Solar | 0 |  |  | 0 | 4 |  |  | 0 | 30 | 0 | 0.11244 | 0 | 0
234 | Crimson Solar | Solar | 0 |  |  | 0 | 4 |  |  | 0 | 30 | 0 | 0.18386 | 0 | 0
235 | Crockett Farm | Solar | 0 |  |  | 0 | 4 |  |  | 0 | 30 | 0 | 0.20121 | 0 | 0
236 | Crooked Run | Solar | 0 |  |  | 0 | 4 |  |  | 0 | 30 | 0 | 0.22267 | 0 | 0
237 | CS Murphy Point, LLC | Solar | 0 |  |  | 0 | 4 |  |  | 0 | 30 | 0 | 0.13813 | 0 | 0
238 | Cubera Solar, LLC | Solar | 0 |  |  | 0 | 4 |  |  | 0 | 30 | 0 | 0.19823 | 0 | 0
239 | Currin Solar, LLC | Solar | 0 |  |  | 0 | 4 |  |  | 0 | 30 | 0 | 0.17837 | 0 | 0
240 | Daniel Farm LLC | Solar | 0 |  |  | 0 | 4 |  |  | 0 | 30 | 0 | 0.18582 | 0 | 0
241 | Davis Lane Solar, LLC | Solar | 0 |  |  | 0 | 4 |  |  | 0 | 30 | 0 | 0.20169 | 0 | 0
242 | Daystar Solar | Solar | 0 |  |  | 0 | 4 |  |  | 0 | 30 | 0 | 0.21365 | 0 | 0
243 | DD Fayetteville Solar NC LLC | Solar | 0 |  |  | 0 | 4 |  |  | 0 | 30 | 0 | 0.19426 | 0 | 0
244 | DE Solar 10240 Old Dowd Rd | Solar | 0 |  |  | 0 | 1 |  |  | 0 | 30 | 0 | 0.12076 | 0 | 0
245 | DE Solar 1725 Drywall Dr | Solar | 0 |  |  | 0 | 1 |  |  | 0 | 30 | 0 | 0.15034 | 0 | 0
246 | DE Solar 657 Brigham Rd | Solar | 0 |  |  | 0 | 4 |  |  | 0 | 30 | 0 | 0.1326 | 0 | 0
247 | Deep Branch Farm | Solar | 0 |  |  | 0 | 4 |  |  | 0 | 30 | 0 | 0.19897 | 0 | 0
248 | Delco Farm | Solar | 0 |  |  | 0 | 4 |  |  | 0 | 30 | 0 | 0.18685 | 0 | 0
249 | Dement Farm LLC | Solar | 0 |  |  | 0 | 4 |  |  | 0 | 30 | 0 | 0.19185 | 0 | 0
250 | Dessie Solar Center LLC | Solar | 0 |  |  | 0 | 4 |  |  | 0 | 30 | 0 | 0.18405 | 0 | 0
251 | Dibrell Farm | Solar | 0 |  |  | 0 | 4 |  |  | 0 | 30 | 0 | 0.20425 | 0 | 0
252 | Dixon Dairy Road Solar | Solar | 0 |  |  | 0 | 1 |  |  | 0 | 30 | 0 | 0.18893 | 0 | 0
253 | Dogwood Solar, LLC | Solar | 0 |  |  | 0 | 4 |  |  | 0 | 30 | 0 | 0.21198 | 0 | 0
254 | Downs Farm Solar | Solar | 0 |  |  | 0 | 4 |  |  | 0 | 30 | 0 | 0.17596 | 0 | 0
255 | Dragstrip Farm | Solar | 0 |  |  | 0 | 4 |  |  | 0 | 30 | 0 | 0.19954 | 0 | 0
256 | Duck Solar | Solar | 0 |  |  | 0 | 4 |  |  | 0 | 30 | 0 | 0.18386 | 0 | 0
257 | Dunn | Solar | 0 |  |  | 0 | 4 |  |  | 0 | 30 | 0 | 0.17654 | 0 | 0
258 | Duplin Solar I LLC (160 Houston Lane) | Solar | 0 |  |  | 0 | 4 |  |  | 0 | 30 | 0 | 0.16208 | 0 | 0
259 | Duplin Solar LLC | Solar | 0 |  |  | 0 | 4 |  |  | 0 | 30 | 0 | 0.19521 | 0 | 0
260 | Durham Solar | Solar | 0 |  |  | 0 | 4 |  |  | 0 | 30 | 0 | 0.18777 | 0 | 0
261 | E Nash PV1 | Solar | 0 |  |  | 0 | 4 |  |  | 0 | 30 | 0 | 0.18386 | 0 | 0
262 | E Nash PV3 | Solar | 0 |  |  | 0 | 4 |  |  | 0 | 30 | 0 | 0.18386 | 0 | 0
263 | Eagle Solar | Solar | 0 |  |  | 0 | 4 |  |  | 0 | 30 | 0 | 0.07486 | 0 | 0
264 | East Nash PV2 | Solar | 0 |  |  | 0 | 4 |  |  | 0 | 30 | 0 | 0.18386 | 0 | 0
265 | East Wayne Solar LLC | Solar | 0 |  |  | 0 | 4 |  |  | 0 | 30 | 0 | 0.196 | 0 | 0
266 | Eastover Farm | Solar | 0 |  |  | 0 | 4 |  |  | 0 | 30 | 0 | 0.18443 | 0 | 0
267 | Eastway Solar, LLC | Solar | 0 |  |  | 0 | 1 |  |  | 0 | 30 | 0 | 0.18386 | 0 | 0
268 | Eden Solar LLC | Solar | 0 |  |  | 0 | 4 |  |  | 0 | 30 | 0 | 0.19306 | 0 | 0
269 | Edenton Solar | Solar | 0 |  |  | 0 | 4 |  |  | 0 | 30 | 0 | 0.25055 | 0 | 0
270 | Ellerbe | Solar | 0 |  |  | 0 | 4 |  |  | 0 | 30 | 0 | 0.16878 | 0 | 0
271 | Elliana Solar | Solar | 0 |  |  | 0 | 4 |  |  | 0 | 30 | 0 | 0.19541 | 0 | 0
272 | Elm City Solar Facility | Solar | 0 |  |  | 0 | 4 |  |  | 0 | 30 | 0 | 0.21506 | 0 | 0
273 | Elm Solar, LLC | Solar | 0 |  |  | 0 | 4 |  |  | 0 | 30 | 0 | 0.18333 | 0 | 0
274 | Ennis Solar, LLC | Solar | 0 |  |  | 0 | 1 |  |  | 0 | 30 | 0 | 0.17384 | 0 | 0
275 | Eros Solar, LLC | Solar | 0 |  |  | 0 | 4 |  |  | 0 | 30 | 0 | 0.02418 | 0 | 0
276 | Erwin Farm | Solar | 0 |  |  | 0 | 4 |  |  | 0 | 30 | 0 | 0.15258 | 0 | 0
277 | ESA Boston Solar, LLC | Solar | 0 |  |  | 0 | 4 |  |  | 0 | 30 | 0 | 0.00719 | 0 | 0
278 | ESA Buies Creek, LLC | Solar | 0 |  |  | 0 | 4 |  |  | 0 | 30 | 0 | 0.02479 | 0 | 0
279 | ESA Four Oaks 2 NC LLC | Solar | 0 |  |  | 0 | 4 |  |  | 0 | 30 | 0 | 0.17477 | 0 | 0
280 | ESA Hamlet NC , LLC | Solar | 0 |  |  | 0 | 4 |  |  | 0 | 30 | 0 | 0.18386 | 0 | 0
281 | ESA Selma | Solar | 0 |  |  | 0 | 4 |  |  | 0 | 30 | 0 | 0.17136 | 0 | 0
282 | ESA Smithfield | Solar | 0 |  |  | 0 | 4 |  |  | 0 | 30 | 0 | 0.18297 | 0 | 0
283 | Everett PV1 | Solar | 0 |  |  | 0 | 4 |  |  | 0 | 30 | 0 | 0.16828 | 0 | 0
284 | Everetts Wildcat Solar, LLC | Solar | 0 |  |  | 0 | 4 |  |  | 0 | 30 | 0 | 0.22865 | 0 | 0
285 | Exum Farm Solar, LLC | Solar | 0 |  |  | 0 | 4 |  |  | 0 | 30 | 0 | 0.19877 | 0 | 0
286 | Facile Solar | Solar | 0 |  |  | 0 | 4 |  |  | 0 | 30 | 0 | 0.12272 | 0 | 0
287 | Fairmont-FLS 100 | Solar | 0 |  |  | 0 | 4 |  |  | 0 | 30 | 0 | 0.18433 | 0 | 0
288 | Faison Solar | Solar | 0 |  |  | 0 | 4 |  |  | 0 | 30 | 0 | 0.15445 | 0 | 0
289 | Farrington Farm | Solar | 0 |  |  | 0 | 4 |  |  | 0 | 30 | 0 | 0.16495 | 0 | 0
290 | Fern Solar LLC | Solar | 0 |  |  | 0 | 4 |  |  | 0 | 30 | 0 | 0.00684 | 0 | 0
291 | Fisher Solar Farm - NC | Solar | 0 |  |  | 0 | 4 |  |  | 0 | 30 | 0 | 0.19733 | 0 | 0
292 | Five Forks Solar | Solar | 0 |  |  | 0 | 4 |  |  | 0 | 30 | 0 | 0.22691 | 0 | 0
293 | Flash Solar | Solar | 0 |  |  | 0 | 4 |  |  | 0 | 30 | 0 | 0.18463 | 0 | 0
294 | Flat Meeks PV 1 | Solar | 0 |  |  | 0 | 4 |  |  | 0 | 30 | 0 | 0.20011 | 0 | 0
295 | Flatwood Farm | Solar | 0 |  |  | 0 | 1 |  |  | 0 | 30 | 0 | 0.20393 | 0 | 0
296 | Flemming Solar Center LLC | Solar | 0 |  |  | 0 | 4 |  |  | 0 | 30 | 0 | 0.19258 | 0 | 0
297 | Flint Hill Solar, LLC | Solar | 0 |  |  | 0 | 4 |  |  | 0 | 30 | 0 | 0.18803 | 0 | 0
298 | Flowers Solar LLC | Solar | 0 |  |  | 0 | 4 |  |  | 0 | 30 | 0 | 0.19714 | 0 | 0
299 | Floyd Road Solar Farm | Solar | 0 |  |  | 0 | 4 |  |  | 0 | 30 | 0 | 0.22568 | 0 | 0
300 | Floyd Solar, LLC | Solar | 0 |  |  | 0 | 4 |  |  | 0 | 30 | 0 | 0.15515 | 0 | 0
301 | FLS Solar 170, LLC | Solar | 0 |  |  | 0 | 4 |  |  | 0 | 30 | 0 | 0.19429 | 0 | 0
302 | FLS Solar 200, LLC | Solar | 0 |  |  | 0 | 4 |  |  | 0 | 30 | 0 | 0.15666 | 0 | 0
303 | FLS Solar 230 (Warren) | Solar | 0 |  |  | 0 | 4 |  |  | 0 | 30 | 0 | 0.19716 | 0 | 0
304 | Fox Creek Solar | Solar | 0 |  |  | 0 | 4 |  |  | 0 | 30 | 0 | 0.2076 | 0 | 0
305 | Foxfire Solar Farm | Solar | 0 |  |  | 0 | 4 |  |  | 0 | 30 | 0 | 0.20493 | 0 | 0
306 | Franklin Solar 2 | Solar | 0 |  |  | 0 | 1 |  |  | 0 | 30 | 0 | 0.20337 | 0 | 0
307 | Franklin Solar, LLC | Solar | 0 |  |  | 0 | 1 |  |  | 0 | 30 | 0 | 0.16787 | 0 | 0
308 | Franklinton Solar | Solar | 0 |  |  | 0 | 4 |  |  | 0 | 30 | 0 | 0.19338 | 0 | 0
309 | Freemont Solar Center LLC | Solar | 0 |  |  | 0 | 4 |  |  | 0 | 30 | 0 | 0.1934 | 0 | 0
310 | Freight Line Solar, LLC | Solar | 0 |  |  | 0 | 4 |  |  | 0 | 30 | 0 | 0.18386 | 0 | 0
311 | Fremont Farm LLC | Solar | 0 |  |  | 0 | 4 |  |  | 0 | 30 | 0 | 0.20963 | 0 | 0
312 | Friesian Holdings | Solar | 0 |  |  | 0 | 4 |  |  | 0 | 30 | 0 | 0.18386 | 0 | 0
313 | Gainey Solar, LLC | Solar | 0 |  |  | 0 | 4 |  |  | 0 | 30 | 0 | 0.2093 | 0 | 0
314 | Gamble Solar | Solar | 0 |  |  | 0 | 4 |  |  | 0 | 30 | 0 | 0.09696 | 0 | 0
315 | Garrell Solar Farm | Solar | 0 |  |  | 0 | 4 |  |  | 0 | 30 | 0 | 0.15288 | 0 | 0
316 | Garysburg Solar | Solar | 0 |  |  | 0 | 4 |  |  | 0 | 30 | 0 | 0.19584 | 0 | 0
317 | Gaston Solar | Solar | 0 |  |  | 0 | 1 |  |  | 0 | 30 | 0 | 0.2026 | 0 | 0
318 | Gaston Solar Power Plant | Solar | 0 |  |  | 0 | 1 |  |  | 0 | 30 | 0 | 0.00375 | 0 | 0
319 | Gastonia Solar Center | Solar | 0 |  |  | 0 | 1 |  |  | 0 | 30 | 0 | 0.15724 | 0 | 0
320 | Gates Solar LLC | Solar | 0 |  |  | 0 | 4 |  |  | 0 | 30 | 0 | 0.20098 | 0 | 0
321 | Germantown Solar, LLC | Solar | 0 |  |  | 0 | 4 |  |  | 0 | 30 | 0 | 0.21111 | 0 | 0
322 | GKS Solar | Solar | 0 |  |  | 0 | 4 |  |  | 0 | 30 | 0 | 0.18201 | 0 | 0
323 | Gliden (Op Zone) | Solar | 0 |  |  | 0 | 4 |  |  | 0 | 30 | 0 | 0.18386 | 0 | 0
324 | Graham Solar Center LLC | Solar | 0 |  |  | 0 | 4 |  |  | 0 | 30 | 0 | 0.21304 | 0 | 0
325 | Grandy PV 1 | Solar | 0 |  |  | 0 | 4 |  |  | 0 | 30 | 0 | 0.13906 | 0 | 0
326 | Granville Solar PV Power Project | Solar | 0 |  |  | 0 | 4 |  |  | 0 | 30 | 0 | 0.21274 | 0 | 0
327 | Green Farm | Solar | 0 |  |  | 0 | 4 |  |  | 0 | 30 | 0 | 0.19683 | 0 | 0
328 | Grifton PV2 | Solar | 0 |  |  | 0 | 4 |  |  | 0 | 30 | 0 | 0.18386 | 0 | 0
329 | Grove Solar | Solar | 0 |  |  | 0 | 1 |  |  | 0 | 30 | 0 | 0.30881 | 0 | 0
330 | Gutenberg Solar | Solar | 0 |  |  | 0 | 4 |  |  | 0 | 30 | 0 | 0.2185 | 0 | 0
331 | Halifax | Solar | 0 |  |  | 0 | 4 |  |  | 0 | 30 | 0 | 0.20731 | 0 | 0
332 | Hanover Solar, LLC | Solar | 0 |  |  | 0 | 4 |  |  | 0 | 30 | 0 | 0.22109 | 0 | 0
333 | Happy Solar | Solar | 0 |  |  | 0 | 4 |  |  | 0 | 30 | 0 | 0.19717 | 0 | 0
334 | Hardison Farm Solar, LLC | Solar | 0 |  |  | 0 | 4 |  |  | 0 | 30 | 0 | 0.20045 | 0 | 0
335 | Harrell's Hill Solar Center LLC | Solar | 0 |  |  | 0 | 4 |  |  | 0 | 30 | 0 | 0.19176 | 0 | 0
336 | Harrison Solar, LLC | Solar | 0 |  |  | 0 | 4 |  |  | 0 | 30 | 0 | 0.00021 | 0 | 0
337 | Harts Mill Solar, LLC | Solar | 0 |  |  | 0 | 4 |  |  | 0 | 30 | 0 | 0.18386 | 0 | 0
338 | Harvest Beulaville, LLC | Solar | 0 |  |  | 0 | 4 |  |  | 0 | 30 | 0 | 0.20177 | 0 | 0
339 | Hawk Solar | Solar | 0 |  |  | 0 | 4 |  |  | 0 | 30 | 0 | 0.18386 | 0 | 0
340 | Hawkins Solar | Solar | 0 |  |  | 0 | 4 |  |  | 0 | 30 | 0 | 0.18386 | 0 | 0
341 | Hawtree Solar | Solar | 0 |  |  | 0 | 4 |  |  | 0 | 30 | 0 | 0.18386 | 0 | 0
342 | Hayes Solar, LLC | Solar | 0 |  |  | 0 | 1 |  |  | 0 | 30 | 0 | 0.00049 | 0 | 0
343 | Haynes Farm | Solar | 0 |  |  | 0 | 1 |  |  | 0 | 30 | 0 | 0.16881 | 0 | 0
344 | Haywood Farm Solar, LLC | Solar | 0 |  |  | 0 | 4 |  |  | 0 | 30 | 0 | 0.19712 | 0 | 0
345 | HCE Johnston I, LLC | Solar | 0 |  |  | 0 | 4 |  |  | 0 | 30 | 0 | 0.18386 | 0 | 0
346 | HCE Moore I | Solar | 0 |  |  | 0 | 4 |  |  | 0 | 30 | 0 | 0.18368 | 0 | 0
347 | Hector Farm | Solar | 0 |  |  | 0 | 4 |  |  | 0 | 30 | 0 | 0.20726 | 0 | 0
348 | Heedeh Solar | Solar | 0 |  |  | 0 | 4 |  |  | 0 | 30 | 0 | 0.1738 | 0 | 0
349 | Hemlock Solar | Solar | 0 |  |  | 0 | 1 |  |  | 0 | 30 | 0 | 0.21658 | 0 | 0
350 | Hertford Solar Farm | Solar | 0 |  |  | 0 | 4 |  |  | 0 | 30 | 0 | 0.1903 | 0 | 0
351 | Hertford Solar Power, LLC | Solar | 0 |  |  | 0 | 4 |  |  | 0 | 30 | 0 | 0.18386 | 0 | 0
352 | Hew Fulton Farm, LLC | Solar | 0 |  |  | 0 | 1 |  |  | 0 | 30 | 0 | 0.19059 | 0 | 0
353 | Hickory | Solar | 0 |  |  | 0 | 1 |  |  | 0 | 30 | 0 | 0.22098 | 0 | 0
354 | Higgins Solar | Solar | 0 |  |  | 0 | 4 |  |  | 0 | 30 | 0 | 0.18386 | 0 | 0
355 | High Shoals PV1 | Solar | 0 |  |  | 0 | 1 |  |  | 0 | 30 | 0 | 0.18386 | 0 | 0
356 | Highest Power Solar, LLC | Solar | 0 |  |  | 0 | 4 |  |  | 0 | 30 | 0 | 0.18386 | 0 | 0
357 | Highland Solar Center LLC | Solar | 0 |  |  | 0 | 4 |  |  | 0 | 30 | 0 | 0.1961 | 0 | 0
358 | Highwater Solar I | Solar | 0 |  |  | 0 | 4 |  |  | 0 | 30 | 0 | 0.21305 | 0 | 0
359 | Hilly Branch | Solar | 0 |  |  | 0 | 1 |  |  | 0 | 30 | 0 | 0.18386 | 0 | 0
360 | Holly Swamp Solar, LLC | Solar | 0 |  |  | 0 | 4 |  |  | 0 | 30 | 0 | 0.18386 | 0 | 0
361 | Holstein Plant | Solar | 0 |  |  | 0 | 4 |  |  | 0 | 30 | 0 | 0.19079 | 0 | 0
362 | Hood Farm Solar, LLC | Solar | 0 |  |  | 0 | 4 |  |  | 0 | 30 | 0 | 0.19609 | 0 | 0
363 | Hopewell Friends | Solar | 0 |  |  | 0 | 4 |  |  | 0 | 30 | 0 | 0.19204 | 0 | 0
364 | Hornet Solar | Solar | 0 |  |  | 0 | 4 |  |  | 0 | 30 | 0 | 0.18386 | 0 | 0
365 | Howardtown Farm | Solar | 0 |  |  | 0 | 1 |  |  | 0 | 30 | 0 | 0.18386 | 0 | 0
366 | Howell Midland Farm, LLC | Solar | 0 |  |  | 0 | 1 |  |  | 0 | 30 | 0 | 0.20017 | 0 | 0
367 | Hunters Cove Solar | Solar | 0 |  |  | 0 | 1 |  |  | 0 | 30 | 0 | 0.18386 | 0 | 0
368 | Husky Solar | Solar | 0 |  |  | 0 | 4 |  |  | 0 | 30 | 0 | 0.19637 | 0 | 0
369 | Hutchinson Farm | Solar | 0 |  |  | 0 | 4 |  |  | 0 | 30 | 0 | 0.21007 | 0 | 0
370 | HWY 158 PV | Solar | 0 |  |  | 0 | 3 |  |  | 0 | 30 | 0 | 0.00893 | 0 | 0
371 | HXNAir Solar One | Solar | 0 |  |  | 0 | 4 |  |  | 0 | 30 | 0 | 0.19151 | 0 | 0
372 | Icarus Solar | Solar | 0 |  |  | 0 | 4 |  |  | 0 | 30 | 0 | 0.18386 | 0 | 0
373 | Iga Solar | Solar | 0 |  |  | 0 | 4 |  |  | 0 | 30 | 0 | 0.18386 | 0 | 0
374 | Innovative Solar 10 | Solar | 0 |  |  | 0 | 4 |  |  | 0 | 30 | 0 | 0.18272 | 0 | 0
375 | Innovative Solar 14, LLC | Solar | 0 |  |  | 0 | 4 |  |  | 0 | 30 | 0 | 0.18927 | 0 | 0
376 | Innovative Solar 15, LLC | Solar | 0 |  |  | 0 | 4 |  |  | 0 | 30 | 0 | 0.17329 | 0 | 0
377 | Innovative Solar 16 | Solar | 0 |  |  | 0 | 3 |  |  | 0 | 30 | 0 | 0.19047 | 0 | 0
378 | Innovative Solar 18, LLC | Solar | 0 |  |  | 0 | 4 |  |  | 0 | 30 | 0 | 0.21732 | 0 | 0
379 | Innovative Solar 23 | Solar | 0 |  |  | 0 | 4 |  |  | 0 | 30 | 0 | 0.20242 | 0 | 0
380 | Innovative Solar 26, LLC | Solar | 0 |  |  | 0 | 1 |  |  | 0 | 30 | 0 | 0.20944 | 0 | 0
381 | Innovative Solar 31 | Solar | 0 |  |  | 0 | 4 |  |  | 0 | 30 | 0 | 0.19014 | 0 | 0
382 | Innovative Solar 35, LLC | Solar | 0 |  |  | 0 | 4 |  |  | 0 | 30 | 0 | 0.21275 | 0 | 0
383 | Innovative Solar 37 LLC | Solar | 0 |  |  | 0 | 1 |  |  | 0 | 30 | 0 | 0.1578 | 0 | 0
384 | Innovative Solar 42 | Solar | 0 |  |  | 0 | 4 |  |  | 0 | 30 | 0 | 0.21075 | 0 | 0
385 | Innovative Solar 43, LLC | Solar | 0 |  |  | 0 | 4 |  |  | 0 | 30 | 0 | 0.144 | 0 | 0
386 | Innovative Solar 44 | Solar | 0 |  |  | 0 | 4 |  |  | 0 | 30 | 0 | 0.19106 | 0 | 0
387 | Innovative Solar 46 | Solar | 0 |  |  | 0 | 4 |  |  | 0 | 30 | 0 | 0.21616 | 0 | 0
388 | Innovative Solar 47 | Solar | 0 |  |  | 0 | 4 |  |  | 0 | 30 | 0 | 0.23072 | 0 | 0
389 | Innovative Solar 48 | Solar | 0 |  |  | 0 | 4 |  |  | 0 | 30 | 0 | 0.1918 | 0 | 0
390 | Innovative Solar 54 | Solar | 0 |  |  | 0 | 4 |  |  | 0 | 30 | 0 | 0.21955 | 0 | 0
391 | Innovative Solar 55 | Solar | 0 |  |  | 0 | 4 |  |  | 0 | 30 | 0 | 0.15269 | 0 | 0
392 | Innovative Solar 59, LLC | Solar | 0 |  |  | 0 | 4 |  |  | 0 | 30 | 0 | 0.21197 | 0 | 0
393 | Innovative Solar 6 | Solar | 0 |  |  | 0 | 4 |  |  | 0 | 30 | 0 | 0.19318 | 0 | 0
394 | Innovative Solar 60, LLC | Solar | 0 |  |  | 0 | 4 |  |  | 0 | 30 | 0 | 0.22753 | 0 | 0
395 | Innovative Solar 63, LLC | Solar | 0 |  |  | 0 | 4 |  |  | 0 | 30 | 0 | 0.20063 | 0 | 0
396 | Innovative Solar 64 | Solar | 0 |  |  | 0 | 4 |  |  | 0 | 30 | 0 | 0.18477 | 0 | 0
397 | Innovative Solar 65 | Solar | 0 |  |  | 0 | 4 |  |  | 0 | 30 | 0 | 0.1959 | 0 | 0
398 | Innovative Solar 67 | Solar | 0 |  |  | 0 | 1 |  |  | 0 | 30 | 0 | 0.2235 | 0 | 0
399 | Island Grove Solar | Solar | 0 |  |  | 0 | 4 |  |  | 0 | 30 | 0 | 0.18386 | 0 | 0
400 | Izia Solar | Solar | 0 |  |  | 0 | 4 |  |  | 0 | 30 | 0 | 0.18386 | 0 | 0
401 | Jackson Solar Farm | Solar | 0 |  |  | 0 | 4 |  |  | 0 | 30 | 0 | 0.17759 | 0 | 0
402 | Jacob Solar | Solar | 0 |  |  | 0 | 4 |  |  | 0 | 30 | 0 | 0.17315 | 0 | 0
403 | Jakana Solar | Solar | 0 |  |  | 0 | 4 |  |  | 0 | 30 | 0 | 0.19626 | 0 | 0
404 | Jamesville Road Solar, LLC | Solar | 0 |  |  | 0 | 4 |  |  | 0 | 30 | 0 | 0.24845 | 0 | 0
405 | Jersey Holdings | Solar | 0 |  |  | 0 | 4 |  |  | 0 | 30 | 0 | 0.20457 | 0 | 0
406 | Jester Solar | Solar | 0 |  |  | 0 | 4 |  |  | 0 | 30 | 0 | 0.18909 | 0 | 0
407 | Jordan Solar | Solar | 0 |  |  | 0 | 4 |  |  | 0 | 30 | 0 | 0.18386 | 0 | 0
408 | June Solar | Solar | 0 |  |  | 0 | 4 |  |  | 0 | 30 | 0 | 0.18386 | 0 | 0
409 | Katherine Solar | Solar | 0 |  |  | 0 | 4 |  |  | 0 | 30 | 0 | 0.18386 | 0 | 0
410 | Kathleen Solar | Solar | 0 |  |  | 0 | 4 |  |  | 0 | 30 | 0 | 0.2039 | 0 | 0
411 | Keen Farm | Solar | 0 |  |  | 0 | 4 |  |  | 0 | 30 | 0 | 0.19228 | 0 | 0
412 | Kelford | Solar | 0 |  |  | 0 | 4 |  |  | 0 | 30 | 0 | 0.23349 | 0 | 0
413 | Kelford | Solar | 0 |  |  | 0 | 4 |  |  | 0 | 30 | 0 | 0.19311 | 0 | 0
414 | Kelly Solar, LLC | Solar | 0 |  |  | 0 | 4 |  |  | 0 | 30 | 0 | 0.2016 | 0 | 0
415 | Kenansville | Solar | 0 |  |  | 0 | 4 |  |  | 0 | 30 | 0 | 0.19144 | 0 | 0
416 | Kenansville Solar 2, LLC | Solar | 0 |  |  | 0 | 4 |  |  | 0 | 30 | 0 | 0.1839 | 0 | 0
417 | Kenansville Solar Farm, LLC | Solar | 0 |  |  | 0 | 4 |  |  | 0 | 30 | 0 | 0.17161 | 0 | 0
418 | Kennedy Solar, LLC | Solar | 0 |  |  | 0 | 4 |  |  | 0 | 30 | 0 | 0.18479 | 0 | 0
419 | Kenneth Solar | Solar | 0 |  |  | 0 | 4 |  |  | 0 | 30 | 0 | 0.17002 | 0 | 0
420 | Kinston | Solar | 0 |  |  | 0 | 4 |  |  | 0 | 30 | 0 | 0.20348 | 0 | 0
421 | Kinston Davis Farm | Solar | 0 |  |  | 0 | 4 |  |  | 0 | 30 | 0 | 0.19283 | 0 | 0
422 | Kinston Solar | Solar | 0 |  |  | 0 | 4 |  |  | 0 | 30 | 0 | 0.1987 | 0 | 0
423 | Kirkwall Holdings | Solar | 0 |  |  | 0 | 4 |  |  | 0 | 30 | 0 | 0.18525 | 0 | 0
424 | Kojak Farm | Solar | 0 |  |  | 0 | 4 |  |  | 0 | 30 | 0 | 0.19331 | 0 | 0
425 | Lafayette Solar I, LLC | Solar | 0 |  |  | 0 | 4 |  |  | 0 | 30 | 0 | 0.17392 | 0 | 0
426 | Lane II Solar, LLC | Solar | 0 |  |  | 0 | 4 |  |  | 0 | 30 | 0 | 0.08312 | 0 | 0
427 | Lane Solar | Solar | 0 |  |  | 0 | 4 |  |  | 0 | 30 | 0 | 0.22358 | 0 | 0
428 | Lang Solar Farm | Solar | 0 |  |  | 0 | 4 |  |  | 0 | 30 | 0 | 0.20361 | 0 | 0
429 | Langdon Solar Farm, LLC | Solar | 0 |  |  | 0 | 4 |  |  | 0 | 30 | 0 | 0.18619 | 0 | 0
430 | Langley PV1 | Solar | 0 |  |  | 0 | 4 |  |  | 0 | 30 | 0 | 0.20986 | 0 | 0
431 | Lanier Solar | Solar | 0 |  |  | 0 | 4 |  |  | 0 | 30 | 0 | 0.20606 | 0 | 0
432 | Laurinburg Farm | Solar | 0 |  |  | 0 | 4 |  |  | 0 | 30 | 0 | 0.20479 | 0 | 0
433 | Laurinburg Solar | Solar | 0 |  |  | 0 | 4 |  |  | 0 | 30 | 0 | 0.18982 | 0 | 0
434 | Laurinburg Solar, LLC (Heelstone) | Solar | 0 |  |  | 0 | 4 |  |  | 0 | 30 | 0 | 0.21364 | 0 | 0
435 | Leggett Solar, LLC | Solar | 0 |  |  | 0 | 4 |  |  | 0 | 30 | 0 | 0.20719 | 0 | 0
436 | Lenoir Farm | Solar | 0 |  |  | 0 | 1 |  |  | 0 | 30 | 0 | 0.18066 | 0 | 0
437 | Lenoir Farm 2 | Solar | 0 |  |  | 0 | 1 |  |  | 0 | 30 | 0 | 0.17842 | 0 | 0
438 | Lewiston Solar | Solar | 0 |  |  | 0 | 4 |  |  | 0 | 30 | 0 | 0.19635 | 0 | 0
439 | Lick Creek Solar, LLC | Solar | 0 |  |  | 0 | 4 |  |  | 0 | 30 | 0 | 0.18386 | 0 | 0
440 | Lillington Solar | Solar | 0 |  |  | 0 | 4 |  |  | 0 | 30 | 0 | 0.215 | 0 | 0
441 | Lincoln Solar, LLC (NC) | Solar | 0 |  |  | 0 | 4 |  |  | 0 | 30 | 0 | 0.20993 | 0 | 0
442 | Little River PV 1 | Solar | 0 |  |  | 0 | 1 |  |  | 0 | 30 | 0 | 0.19379 | 0 | 0
443 | Littlefield Solar Center LLC | Solar | 0 |  |  | 0 | 4 |  |  | 0 | 30 | 0 | 0.19872 | 0 | 0
444 | Long Farm 46 Solar, LLC | Solar | 0 |  |  | 0 | 4 |  |  | 0 | 30 | 0 | 0.19479 | 0 | 0
445 | Long Henry Solar | Solar | 0 |  |  | 0 | 4 |  |  | 0 | 30 | 0 | 0.22095 | 0 | 0
446 | Longleaf Solar | Solar | 0 |  |  | 0 | 4 |  |  | 0 | 30 | 0 | 0.18386 | 0 | 0
447 | Lotus | Solar | 0 |  |  | 0 | 4 |  |  | 0 | 30 | 0 | 0.1978 | 0 | 0
448 | Lux Solar, LLC | Solar | 0 |  |  | 0 | 4 |  |  | 0 | 30 | 0 | 0.21958 | 0 | 0
449 | Maiden Creek Solar Power Plant | Solar | 0 |  |  | 0 | 1 |  |  | 0 | 30 | 0 | 0.18386 | 0 | 0
450 | Manning PV 1 | Solar | 0 |  |  | 0 | 4 |  |  | 0 | 30 | 0 | 0.20523 | 0 | 0
451 | Manway Solar Farm | Solar | 0 |  |  | 0 | 4 |  |  | 0 | 30 | 0 | 0.20984 | 0 | 0
452 | Mariposa Solar Center LLC | Solar | 0 |  |  | 0 | 4 |  |  | 0 | 30 | 0 | 0.19395 | 0 | 0
453 | Market Farm | Solar | 0 |  |  | 0 | 4 |  |  | 0 | 30 | 0 | 0.19038 | 0 | 0
454 | Marshville Farm | Solar | 0 |  |  | 0 | 1 |  |  | 0 | 30 | 0 | 0.17333 | 0 | 0
455 | Martin Creek Farm LLC | Solar | 0 |  |  | 0 | 1 |  |  | 0 | 30 | 0 | 0.20015 | 0 | 0
456 | Martins Creek Solar NC, LLC | Solar | 0 |  |  | 0 | 1 |  |  | 0 | 30 | 0 | 0.13185 | 0 | 0
457 | Maxton Solar, LLC | Solar | 0 |  |  | 0 | 4 |  |  | 0 | 30 | 0 | 0.20049 | 0 | 0
458 | Mayberry Solar LLC | Solar | 0 |  |  | 0 | 4 |  |  | 0 | 30 | 0 | 0.14146 | 0 | 0
459 | MC1 Solar | Solar | 0 |  |  | 0 | 4 |  |  | 0 | 30 | 0 | 0.19632 | 0 | 0
460 | McCallum Farm | Solar | 0 |  |  | 0 | 4 |  |  | 0 | 30 | 0 | 0.18731 | 0 | 0
461 | McCaskey Solar Farm, LLC | Solar | 0 |  |  | 0 | 4 |  |  | 0 | 30 | 0 | 0.18386 | 0 | 0
462 | McGoogan Farm, LLC | Solar | 0 |  |  | 0 | 4 |  |  | 0 | 30 | 0 | 0.21048 | 0 | 0
463 | McGrigor Farm Solar | Solar | 0 |  |  | 0 | 4 |  |  | 0 | 30 | 0 | 0.23461 | 0 | 0
464 | McKenzie Farm | Solar | 0 |  |  | 0 | 4 |  |  | 0 | 30 | 0 | 0.19397 | 0 | 0
465 | McLean Homestead | Solar | 0 |  |  | 0 | 4 |  |  | 0 | 30 | 0 | 0.18386 | 0 | 0
466 | Meadowbrook Solar Farm | Solar | 0 |  |  | 0 | 4 |  |  | 0 | 30 | 0 | 0.20888 | 0 | 0
467 | Meadowlark Solar | Solar | 0 |  |  | 0 | 4 |  |  | 0 | 30 | 0 | 0.21736 | 0 | 0
468 | Meadows PV 1 | Solar | 0 |  |  | 0 | 4 |  |  | 0 | 30 | 0 | 0.19465 | 0 | 0
469 | Meeks Solar, LLC | Solar | 0 |  |  | 0 | 4 |  |  | 0 | 30 | 0 | 0.20251 | 0 | 0
470 | Melinda Solar | Solar | 0 |  |  | 0 | 4 |  |  | 0 | 30 | 0 | 0.17724 | 0 | 0
471 | Meriwether Farm | Solar | 0 |  |  | 0 | 4 |  |  | 0 | 30 | 0 | 0.20989 | 0 | 0
472 | Mile Farm | Solar | 0 |  |  | 0 | 1 |  |  | 0 | 30 | 0 | 0.19521 | 0 | 0
473 | Mill Pond Solar Farm, LLC | Solar | 0 |  |  | 0 | 4 |  |  | 0 | 30 | 0 | 0.21384 | 0 | 0
474 | Mill Pond Solar, LLC | Solar | 0 |  |  | 0 | 4 |  |  | 0 | 30 | 0 | 0.25402 | 0 | 0
475 | MILL SOLAR 1 | Solar | 0 |  |  | 0 | 4 |  |  | 0 | 30 | 0 | 0.0645 | 0 | 0
476 | Millikan Farm | Solar | 0 |  |  | 0 | 4 |  |  | 0 | 30 | 0 | 0.19116 | 0 | 0
477 | Mills Anson Farm | Solar | 0 |  |  | 0 | 1 |  |  | 0 | 30 | 0 | 0.18925 | 0 | 0
478 | Milo Solar | Solar | 0 |  |  | 0 | 4 |  |  | 0 | 30 | 0 | 0.2027 | 0 | 0
479 | Minnie Solar | Solar | 0 |  |  | 0 | 4 |  |  | 0 | 30 | 0 | 0.19212 | 0 | 0
480 | Misenheimer Farm | Solar | 0 |  |  | 0 | 1 |  |  | 0 | 30 | 0 | 0.18849 | 0 | 0
481 | Mocksville Farm | Solar | 0 |  |  | 0 | 1 |  |  | 0 | 30 | 0 | 0.19418 | 0 | 0
482 | Mocksville Solar | Solar | 0 |  |  | 0 | 1 |  |  | 0 | 30 | 0 | 0.19236 | 0 | 0
483 | Modlin Solar Farm | Solar | 0 |  |  | 0 | 4 |  |  | 0 | 30 | 0 | 0.21983 | 0 | 0
484 | Moncure Farm LLC | Solar | 0 |  |  | 0 | 4 |  |  | 0 | 30 | 0 | 0.2121 | 0 | 0
485 | Monroe Moore Farm | Solar | 0 |  |  | 0 | 4 |  |  | 0 | 30 | 0 | 0.19799 | 0 | 0
486 | Monroe Solar Facility | Solar | 0 |  |  | 0 | 1 |  |  | 0 | 30 | 0 | 0.21063 | 0 | 0
487 | Montgomery Solar LLC | Solar | 0 |  |  | 0 | 4 |  |  | 0 | 30 | 0 | 0.21348 | 0 | 0
488 | Moore Solar | Solar | 0 |  |  | 0 | 4 |  |  | 0 | 30 | 0 | 0.18176 | 0 | 0
489 | Moore Solar Farm | Solar | 0 |  |  | 0 | 4 |  |  | 0 | 30 | 0 | 0.17479 | 0 | 0
490 | Moorings Farm | Solar | 0 |  |  | 0 | 4 |  |  | 0 | 30 | 0 | 0.17434 | 0 | 0
491 | Moorings Farm 2, LLC | Solar | 0 |  |  | 0 | 4 |  |  | 0 | 30 | 0 | 0.20459 | 0 | 0
492 | Morgan Farm, LLC | Solar | 0 |  |  | 0 | 4 |  |  | 0 | 30 | 0 | 0.19429 | 0 | 0
493 | Morgan's Corner | Solar | 0 |  |  | 0 | 4 |  |  | 0 | 30 | 0 | 0.17527 | 0 | 0
494 | Morning View | Solar | 0 |  |  | 0 | 4 |  |  | 0 | 30 | 0 | 0.20137 | 0 | 0
495 | Mount Olive Farm | Solar | 0 |  |  | 0 | 4 |  |  | 0 | 30 | 0 | 0.21525 | 0 | 0
496 | Mount Olive Solar | Solar | 0 |  |  | 0 | 4 |  |  | 0 | 30 | 0 | 0.18921 | 0 | 0
497 | Mt Olive Farm 2 | Solar | 0 |  |  | 0 | 4 |  |  | 0 | 30 | 0 | 0.19808 | 0 | 0
498 | Mt Olive Solar 1 | Solar | 0 |  |  | 0 | 4 |  |  | 0 | 30 | 0 | 0.18475 | 0 | 0
499 | Murdock Solar | Solar | 0 |  |  | 0 | 4 |  |  | 0 | 30 | 0 | 0.19015 | 0 | 0
500 | Murphy Farm Power, LLC | Solar | 0 |  |  | 0 | 4 |  |  | 0 | 30 | 0 | 0.13116 | 0 | 0
501 | Mustang Solar | Solar | 0 |  |  | 0 | 4 |  |  | 0 | 30 | 0 | 0.21441 | 0 | 0
502 | Nash 58 Farm | Solar | 0 |  |  | 0 | 4 |  |  | 0 | 30 | 0 | 0.19553 | 0 | 0
503 | Nash 64 Farm | Solar | 0 |  |  | 0 | 4 |  |  | 0 | 30 | 0 | 0.15541 | 0 | 0
504 | Nash 97 Solar 2 | Solar | 0 |  |  | 0 | 4 |  |  | 0 | 30 | 0 | 0.20266 | 0 | 0
505 | Nash 97 Solar, LLC | Solar | 0 |  |  | 0 | 4 |  |  | 0 | 30 | 0 | 0.19951 | 0 | 0
506 | Nashville Farms, LLC | Solar | 0 |  |  | 0 | 4 |  |  | 0 | 30 | 0 | 0.18761 | 0 | 0
507 | NC 102 Project LLC | Solar | 0 |  |  | 0 | 4 |  |  | 0 | 30 | 0 | 0.21447 | 0 | 0
508 | Neisler Street Solar | Solar | 0 |  |  | 0 | 1 |  |  | 0 | 30 | 0 | 0.19098 | 0 | 0
509 | Neuse River Solar Farm | Solar | 0 |  |  | 0 | 4 |  |  | 0 | 30 | 0 | 0.14934 | 0 | 0
510 | New Bern Farm | Solar | 0 |  |  | 0 | 4 |  |  | 0 | 30 | 0 | 0.18662 | 0 | 0
511 | Newton Grove | Solar | 0 |  |  | 0 | 4 |  |  | 0 | 30 | 0 | 0.17772 | 0 | 0
512 | Nick Solar | Solar | 0 |  |  | 0 | 4 |  |  | 0 | 30 | 0 | 0.18566 | 0 | 0
513 | Nickelson Solar 2 | Solar | 0 |  |  | 0 | 4 |  |  | 0 | 30 | 0 | 0.21822 | 0 | 0
514 | Nickelson Solar, LLC | Solar | 0 |  |  | 0 | 4 |  |  | 0 | 30 | 0 | 0.20236 | 0 | 0
515 | Nitro Solar | Solar | 0 |  |  | 0 | 4 |  |  | 0 | 30 | 0 | 0.18071 | 0 | 0
516 | North 301 Solar | Solar | 0 |  |  | 0 | 4 |  |  | 0 | 30 | 0 | 0.21732 | 0 | 0
517 | North Carolina Solar Bethea I | Solar | 0 |  |  | 0 | 4 |  |  | 0 | 30 | 0 | 0.35525 | 0 | 0
518 | North Carolina Solar III LLC | Solar | 0 |  |  | 0 | 1 |  |  | 0 | 30 | 0 | 0.18763 | 0 | 0
519 | North Nash Farm, LLC | Solar | 0 |  |  | 0 | 4 |  |  | 0 | 30 | 0 | 0.19534 | 0 | 0
520 | Northern Cardinal Solar | Solar | 0 |  |  | 0 | 4 |  |  | 0 | 30 | 0 | 0.21416 | 0 | 0
521 | Oak Trail Solar, LLC | Solar | 0 |  |  | 0 | 4 |  |  | 0 | 30 | 0 | 0.18386 | 0 | 0
522 | Oakboro Farm | Solar | 0 |  |  | 0 | 1 |  |  | 0 | 30 | 0 | 0.186 | 0 | 0
523 | OAKBORO PV1 | Solar | 0 |  |  | 0 | 1 |  |  | 0 | 30 | 0 | 0.18386 | 0 | 0
524 | Old Caroleen Solar Farm | Solar | 0 |  |  | 0 | 1 |  |  | 0 | 30 | 0 | 0.19715 | 0 | 0
525 | Old Catawba PV 1 | Solar | 0 |  |  | 0 | 1 |  |  | 0 | 30 | 0 | 0.18258 | 0 | 0
526 | Old Pageland Monroe Road Solar Farm | Solar | 0 |  |  | 0 | 1 |  |  | 0 | 30 | 0 | 0.18463 | 0 | 0
527 | Old Wire Farm | Solar | 0 |  |  | 0 | 4 |  |  | 0 | 30 | 0 | 0.22247 | 0 | 0
528 | Olin Creek Farm Solar | Solar | 0 |  |  | 0 | 1 |  |  | 0 | 30 | 0 | 0.18386 | 0 | 0
529 | Onslow Energy | Solar | 0 |  |  | 0 | 4 |  |  | 0 | 30 | 0 | 0.18386 | 0 | 0
530 | Organ Church Solar | Solar | 0 |  |  | 0 | 1 |  |  | 0 | 30 | 0 | 0.24116 | 0 | 0
531 | Osceola Solar, LLC | Solar | 0 |  |  | 0 | 4 |  |  | 0 | 30 | 0 | 0.18386 | 0 | 0
532 | Ouchchy PV1 | Solar | 0 |  |  | 0 | 4 |  |  | 0 | 30 | 0 | 0.19072 | 0 | 0
533 | Owen Solar | Solar | 0 |  |  | 0 | 4 |  |  | 0 | 30 | 0 | 0.20096 | 0 | 0
534 | Page Solar | Solar | 0 |  |  | 0 | 4 |  |  | 0 | 30 | 0 | 0.20284 | 0 | 0
535 | Pamlico Partners Solar | Solar | 0 |  |  | 0 | 4 |  |  | 0 | 30 | 0 | 0.186 | 0 | 0
536 | Panda Solar NC 1, LLC | Solar | 0 |  |  | 0 | 4 |  |  | 0 | 30 | 0 | 0.17489 | 0 | 0
537 | Panda Solar NC 10, LLC | Solar | 0 |  |  | 0 | 1 |  |  | 0 | 30 | 0 | 0.17329 | 0 | 0
538 | Panda Solar NC 11, LLC | Solar | 0 |  |  | 0 | 1 |  |  | 0 | 30 | 0 | 0.1903 | 0 | 0
539 | Panda Solar NC 2, LLC | Solar | 0 |  |  | 0 | 4 |  |  | 0 | 30 | 0 | 0.18139 | 0 | 0
540 | Panda Solar NC 3, LLC | Solar | 0 |  |  | 0 | 1 |  |  | 0 | 30 | 0 | 0.20936 | 0 | 0
541 | Panda Solar NC 4, LLC | Solar | 0 |  |  | 0 | 4 |  |  | 0 | 30 | 0 | 0.17643 | 0 | 0
542 | Panda Solar NC 5, LLC | Solar | 0 |  |  | 0 | 4 |  |  | 0 | 30 | 0 | 0.18904 | 0 | 0
543 | Panda Solar NC 6, LLC | Solar | 0 |  |  | 0 | 4 |  |  | 0 | 30 | 0 | 0.1984 | 0 | 0
544 | Panda Solar NC 7, LLC | Solar | 0 |  |  | 0 | 4 |  |  | 0 | 30 | 0 | 0.17519 | 0 | 0
545 | Panda Solar NC 8, LLC | Solar | 0 |  |  | 0 | 1 |  |  | 0 | 30 | 0 | 0.18225 | 0 | 0
546 | Panda Solar NC 9, LLC | Solar | 0 |  |  | 0 | 4 |  |  | 0 | 30 | 0 | 0.19007 | 0 | 0
547 | Partin Solar | Solar | 0 |  |  | 0 | 4 |  |  | 0 | 30 | 0 | 0.18386 | 0 | 0
548 | Pasquotank | Solar | 0 |  |  | 0 | 4 |  |  | 0 | 30 | 0 | 0.21433 | 0 | 0
549 | Pate Farm | Solar | 0 |  |  | 0 | 4 |  |  | 0 | 30 | 0 | 0.19084 | 0 | 0
550 | PCIP Solar | Solar | 0 |  |  | 0 | 4 |  |  | 0 | 30 | 0 | 0.19087 | 0 | 0
551 | PCSP3 Airport | Solar | 0 |  |  | 0 | 4 |  |  | 0 | 30 | 0 | 0.17521 | 0 | 0
552 | Pecan Grove Solar, LLC | Solar | 0 |  |  | 0 | 4 |  |  | 0 | 30 | 0 | 0.18324 | 0 | 0
553 | Pecan PV1 | Solar | 0 |  |  | 0 | 4 |  |  | 0 | 30 | 0 | 0.20034 | 0 | 0
554 | Pecan Solar | Solar | 0 |  |  | 0 | 4 |  |  | 0 | 30 | 0 | 0.24094 | 0 | 0
555 | Penny Hill Solar | Solar | 0 |  |  | 0 | 4 |  |  | 0 | 30 | 0 | 0.20719 | 0 | 0
556 | Perkins Solar, LLC | Solar | 0 |  |  | 0 | 4 |  |  | 0 | 30 | 0 | 0.20811 | 0 | 0
557 | Perquimans Solar LLC | Solar | 0 |  |  | 0 | 4 |  |  | 0 | 30 | 0 | 0.18386 | 0 | 0
558 | PG Solar, LLC | Solar | 0 |  |  | 0 | 4 |  |  | 0 | 30 | 0 | 0.18386 | 0 | 0
559 | Phelps 158 Solar Farm | Solar | 0 |  |  | 0 | 4 |  |  | 0 | 30 | 0 | 0.22279 | 0 | 0
560 | Pike Road Solar | Solar | 0 |  |  | 0 | 4 |  |  | 0 | 30 | 0 | 0.18386 | 0 | 0
561 | Pikeville Farm | Solar | 0 |  |  | 0 | 4 |  |  | 0 | 30 | 0 | 0.22927 | 0 | 0
562 | Pilot Mountain Solar, LLC | Solar | 0 |  |  | 0 | 1 |  |  | 0 | 30 | 0 | 0.05239 | 0 | 0
563 | Pine Valley Solar Farm, LLC | Solar | 0 |  |  | 0 | 4 |  |  | 0 | 30 | 0 | 0.18386 | 0 | 0
564 | Pinesage | Solar | 0 |  |  | 0 | 4 |  |  | 0 | 30 | 0 | 0.19034 | 0 | 0
565 | Pleasant Hill PV1 | Solar | 0 |  |  | 0 | 4 |  |  | 0 | 30 | 0 | 0.18386 | 0 | 0
566 | Plott Hound Solar | Solar | 0 |  |  | 0 | 4 |  |  | 0 | 30 | 0 | 0.18386 | 0 | 0
567 | Plymouth Solar LLC | Solar | 0 |  |  | 0 | 4 |  |  | 0 | 30 | 0 | 0.14363 | 0 | 0
568 | Pollocksville Solar | Solar | 0 |  |  | 0 | 4 |  |  | 0 | 30 | 0 | 0.20906 | 0 | 0
569 | Porter Solar | Solar | 0 |  |  | 0 | 1 |  |  | 0 | 30 | 0 | 0.17763 | 0 | 0
570 | Powatan Road Solar | Solar | 0 |  |  | 0 | 4 |  |  | 0 | 30 | 0 | 0.00228 | 0 | 0
571 | Princeton | Solar | 0 |  |  | 0 | 4 |  |  | 0 | 30 | 0 | 0.19413 | 0 | 0
572 | Progress Manis I | Solar | 0 |  |  | 0 | 4 |  |  | 0 | 30 | 0 | 0.33733 | 0 | 0
573 | Progress Solar 1, LLC | Solar | 0 |  |  | 0 | 4 |  |  | 0 | 30 | 0 | 0.16019 | 0 | 0
574 | Progress Solar II, LLC | Solar | 0 |  |  | 0 | 4 |  |  | 0 | 30 | 0 | 0.18337 | 0 | 0
575 | Progress Solar III, LLC | Solar | 0 |  |  | 0 | 4 |  |  | 0 | 30 | 0 | 0.19012 | 0 | 0
576 | Quail Holdings | Solar | 0 |  |  | 0 | 4 |  |  | 0 | 30 | 0 | 0.18386 | 0 | 0
577 | Quarter Horse Solar | Solar | 0 |  |  | 0 | 4 |  |  | 0 | 30 | 0 | 0.20436 | 0 | 0
578 | Quincy Solar | Solar | 0 |  |  | 0 | 4 |  |  | 0 | 30 | 0 | 0.19264 | 0 | 0
579 | QVC Inc | Solar | 0 |  |  | 0 | 4 |  |  | 0 | 30 | 0 | 0.0752 | 0 | 0
580 | Raeford Farm | Solar | 0 |  |  | 0 | 4 |  |  | 0 | 30 | 0 | 0.18007 | 0 | 0
581 | Railroad Farm | Solar | 0 |  |  | 0 | 4 |  |  | 0 | 30 | 0 | 0.17922 | 0 | 0
582 | Railroad Farm 2 | Solar | 0 |  |  | 0 | 4 |  |  | 0 | 30 | 0 | 0.20721 | 0 | 0
583 | Railroad Solar Farm, LLC | Solar | 0 |  |  | 0 | 4 |  |  | 0 | 30 | 0 | 0.18449 | 0 | 0
584 | Rams Horn Solar Center LLC | Solar | 0 |  |  | 0 | 4 |  |  | 0 | 30 | 0 | 0.18107 | 0 | 0
585 | Ranchland Solar, LLC | Solar | 0 |  |  | 0 | 4 |  |  | 0 | 30 | 0 | 0.23647 | 0 | 0
586 | Ray Wilson Solar | Solar | 0 |  |  | 0 | 4 |  |  | 0 | 30 | 0 | 0.18386 | 0 | 0
587 | Red Hill Solar Center, LLC | Solar | 0 |  |  | 0 | 1 |  |  | 0 | 30 | 0 | 0.17811 | 0 | 0
588 | Red Oak Solar Farm, LLC | Solar | 0 |  |  | 0 | 4 |  |  | 0 | 30 | 0 | 0.21053 | 0 | 0
589 | Red Toad 1425 A Powatan Road, LLC | Solar | 0 |  |  | 0 | 4 |  |  | 0 | 30 | 0 | 0.20554 | 0 | 0
590 | Red Toad 4451 Buffalo Road, LLC | Solar | 0 |  |  | 0 | 4 |  |  | 0 | 30 | 0 | 0.22757 | 0 | 0
591 | Red Toad 5840 Buffalo Road, LLC | Solar | 0 |  |  | 0 | 4 |  |  | 0 | 30 | 0 | 0.21484 | 0 | 0
592 | Redmon Solar Farm LLC | Solar | 0 |  |  | 0 | 4 |  |  | 0 | 30 | 0 | 0.21444 | 0 | 0
593 | Rhubarb One | Solar | 0 |  |  | 0 | 4 |  |  | 0 | 30 | 0 | 0.18386 | 0 | 0
594 | River Road Solar, LLC | Solar | 0 |  |  | 0 | 4 |  |  | 0 | 30 | 0 | 0.16941 | 0 | 0
595 | RJ Solar | Solar | 0 |  |  | 0 | 4 |  |  | 0 | 30 | 0 | 0.18386 | 0 | 0
596 | Robin Solar | Solar | 0 |  |  | 0 | 4 |  |  | 0 | 30 | 0 | 0.18386 | 0 | 0
597 | Rock Farm | Solar | 0 |  |  | 0 | 4 |  |  | 0 | 30 | 0 | 0.19863 | 0 | 0
598 | Rockingham Solar, LLC | Solar | 0 |  |  | 0 | 4 |  |  | 0 | 30 | 0 | 0.20772 | 0 | 0
599 | Rockwell Solar LLC | Solar | 0 |  |  | 0 | 1 |  |  | 0 | 30 | 0 | 0.13992 | 0 | 0
600 | Roman Solar | Solar | 0 |  |  | 0 | 4 |  |  | 0 | 30 | 0 | 0.18386 | 0 | 0
601 | Roper Farm, LLC | Solar | 0 |  |  | 0 | 1 |  |  | 0 | 30 | 0 | 0.21023 | 0 | 0
602 | Rose Hill | Solar | 0 |  |  | 0 | 4 |  |  | 0 | 30 | 0 | 0.18322 | 0 | 0
603 | Rosewood Solar | Solar | 0 |  |  | 0 | 4 |  |  | 0 | 30 | 0 | 0.21912 | 0 | 0
604 | Round Hill PV1 | Solar | 0 |  |  | 0 | 1 |  |  | 0 | 30 | 0 | 0.18386 | 0 | 0
605 | Roxboro Farm | Solar | 0 |  |  | 0 | 4 |  |  | 0 | 30 | 0 | 0.19509 | 0 | 0
606 | Roxboro Solar Farm, LLC | Solar | 0 |  |  | 0 | 4 |  |  | 0 | 30 | 0 | 0.19808 | 0 | 0
607 | Royal Solar | Solar | 0 |  |  | 0 | 4 |  |  | 0 | 30 | 0 | 0.18412 | 0 | 0
608 | Ruff Solar LLC | Solar | 0 |  |  | 0 | 4 |  |  | 0 | 30 | 0 | 0.05587 | 0 | 0
609 | Ruskin Solar | Solar | 0 |  |  | 0 | 4 |  |  | 0 | 30 | 0 | 0.22118 | 0 | 0
610 | Rutherford Farm | Solar | 0 |  |  | 0 | 4 |  |  | 0 | 30 | 0 | 0.2005 | 0 | 0
611 | Ryland Road Solar | Solar | 0 |  |  | 0 | 4 |  |  | 0 | 30 | 0 | 0.18386 | 0 | 0
612 | Sabattus Solar LLC | Solar | 0 |  |  | 0 | 4 |  |  | 0 | 30 | 0 | 0.17731 | 0 | 0
613 | Sadie Solar | Solar | 0 |  |  | 0 | 4 |  |  | 0 | 30 | 0 | 0.18386 | 0 | 0
614 | Sadiebrook NC Solar | Solar | 0 |  |  | 0 | 4 |  |  | 0 | 30 | 0 | 0.19776 | 0 | 0
615 | Salisbury Solar | Solar | 0 |  |  | 0 | 1 |  |  | 0 | 30 | 0 | 0.22534 | 0 | 0
616 | Samarcand Solar Farm, LLC | Solar | 0 |  |  | 0 | 4 |  |  | 0 | 30 | 0 | 0.17171 | 0 | 0
617 | Sampson Solar | Solar | 0 |  |  | 0 | 4 |  |  | 0 | 30 | 0 | 0.21467 | 0 | 0
618 | Sandy Cross Solar, LLC | Solar | 0 |  |  | 0 | 4 |  |  | 0 | 30 | 0 | 0.18978 | 0 | 0
619 | Sandy Solar | Solar | 0 |  |  | 0 | 1 |  |  | 0 | 30 | 0 | 0.22176 | 0 | 0
620 | Sarah Solar | Solar | 0 |  |  | 0 | 4 |  |  | 0 | 30 | 0 | 0.17963 | 0 | 0
621 | SAS Solar Farm | Solar | 0 |  |  | 0 | 4 |  |  | 0 | 30 | 0 | 0.11284 | 0 | 0
622 | Scarlet Solar | Solar | 0 |  |  | 0 | 4 |  |  | 0 | 30 | 0 | 0.21758 | 0 | 0
623 | Schell Solar Farm | Solar | 0 |  |  | 0 | 4 |  |  | 0 | 30 | 0 | 0.18845 | 0 | 0
624 | Scotch Bonnet Solar, LLC | Solar | 0 |  |  | 0 | 4 |  |  | 0 | 30 | 0 | 0.18386 | 0 | 0
625 | Seaboard Solar LLC | Solar | 0 |  |  | 0 | 4 |  |  | 0 | 30 | 0 | 0.20089 | 0 | 0
626 | Sedberry Farm | Solar | 0 |  |  | 0 | 4 |  |  | 0 | 30 | 0 | 0.19368 | 0 | 0
627 | Sellers Farm Solar | Solar | 0 |  |  | 0 | 4 |  |  | 0 | 30 | 0 | 0.18386 | 0 | 0
628 | Selma Solar LLC | Solar | 0 |  |  | 0 | 4 |  |  | 0 | 30 | 0 | 0.17874 | 0 | 0
629 | Shadow Solar | Solar | 0 |  |  | 0 | 4 |  |  | 0 | 30 | 0 | 0.18386 | 0 | 0
630 | Shakespeare Solar | Solar | 0 |  |  | 0 | 4 |  |  | 0 | 30 | 0 | 0.18386 | 0 | 0
631 | Shankle Solar Center LLC | Solar | 0 |  |  | 0 | 4 |  |  | 0 | 30 | 0 | 0.18669 | 0 | 0
632 | Shannon Farm | Solar | 0 |  |  | 0 | 4 |  |  | 0 | 30 | 0 | 0.18276 | 0 | 0
633 | Shawboro PV1 | Solar | 0 |  |  | 0 | 4 |  |  | 0 | 30 | 0 | 0.20562 | 0 | 0
634 | Shelby Randolph Road Solar 1, LLC | Solar | 0 |  |  | 0 | 1 |  |  | 0 | 30 | 0 | 0.18151 | 0 | 0
635 | Shelby Solar Energy Generation Facility | Solar | 0 |  |  | 0 | 1 |  |  | 0 | 30 | 0 | 0.16986 | 0 | 0
636 | Shelter Solar | Solar | 0 |  |  | 0 | 4 |  |  | 0 | 30 | 0 | 0.21221 | 0 | 0
637 | Shiloh Hwy Solar | Solar | 0 |  |  | 0 | 4 |  |  | 0 | 30 | 0 | 0.21785 | 0 | 0
638 | Shoe Creek Solar, LLC | Solar | 0 |  |  | 0 | 4 |  |  | 0 | 30 | 0 | 0.24271 | 0 | 0
639 | SID Solar I, LLC | Solar | 0 |  |  | 0 | 4 |  |  | 0 | 30 | 0 | 0.17749 | 0 | 0
640 | Sigmon Catawba Farm | Solar | 0 |  |  | 0 | 1 |  |  | 0 | 30 | 0 | 0.1853 | 0 | 0
641 | Signature Solar | Solar | 0 |  |  | 0 | 4 |  |  | 0 | 30 | 0 | 0.18386 | 0 | 0
642 | Siler 421 Farm, LLC | Solar | 0 |  |  | 0 | 4 |  |  | 0 | 30 | 0 | 0.21731 | 0 | 0
643 | Siler City Solar 2 | Solar | 0 |  |  | 0 | 4 |  |  | 0 | 30 | 0 | 0.22775 | 0 | 0
644 | Siler Solar LLC | Solar | 0 |  |  | 0 | 4 |  |  | 0 | 30 | 0 | 0.20804 | 0 | 0
645 | Simons Farm | Solar | 0 |  |  | 0 | 4 |  |  | 0 | 30 | 0 | 0.17911 | 0 | 0
646 | Snow Camp Solar, LLC | Solar | 0 |  |  | 0 | 4 |  |  | 0 | 30 | 0 | 0.23119 | 0 | 0
647 | Snow Hill Solar 2 LLC | Solar | 0 |  |  | 0 | 4 |  |  | 0 | 30 | 0 | 0.20154 | 0 | 0
648 | SoINCPower5, LLC | Solar | 0 |  |  | 0 | 4 |  |  | 0 | 30 | 0 | 0.23308 | 0 | 0
649 | SoINCPower6, LLC | Solar | 0 |  |  | 0 | 4 |  |  | 0 | 30 | 0 | 0.23705 | 0 | 0
650 | Solar Lee, LLC | Solar | 0 |  |  | 0 | 4 |  |  | 0 | 30 | 0 | 0.18386 | 0 | 0
651 | Solar Star North Carolina II LLC | Solar | 0 |  |  | 0 | 4 |  |  | 0 | 30 | 0 | 0.15917 | 0 | 0
652 | Soluga Farms 1 | Solar | 0 |  |  | 0 | 4 |  |  | 0 | 30 | 0 | 0.19596 | 0 | 0
653 | Soluga Farms 2 LLC | Solar | 0 |  |  | 0 | 4 |  |  | 0 | 30 | 0 | 0.19194 | 0 | 0
654 | Soluga Farms III | Solar | 0 |  |  | 0 | 4 |  |  | 0 | 30 | 0 | 0.20457 | 0 | 0
655 | Soluga Farms IV | Solar | 0 |  |  | 0 | 4 |  |  | 0 | 30 | 0 | 0.27045 | 0 | 0
656 | Sonne One | Solar | 0 |  |  | 0 | 4 |  |  | 0 | 30 | 0 | 0.20219 | 0 | 0
657 | Sonne Two | Solar | 0 |  |  | 0 | 4 |  |  | 0 | 30 | 0 | 0.20557 | 0 | 0
658 | Sophie Solar | Solar | 0 |  |  | 0 | 4 |  |  | 0 | 30 | 0 | 0.18884 | 0 | 0
659 | Soul City Solar | Solar | 0 |  |  | 0 | 4 |  |  | 0 | 30 | 0 | 0.16504 | 0 | 0
660 | South Atlantic Services Solar Farm I | Solar | 0 |  |  | 0 | 4 |  |  | 0 | 30 | 0 | 0.20263 | 0 | 0
661 | South Louisburg Solar | Solar | 0 |  |  | 0 | 4 |  |  | 0 | 30 | 0 | 0.21797 | 0 | 0
662 | South Robeson Farm | Solar | 0 |  |  | 0 | 4 |  |  | 0 | 30 | 0 | 0.17676 | 0 | 0
663 | South Winston Farm, LLC | Solar | 0 |  |  | 0 | 1 |  |  | 0 | 30 | 0 | 0.19255 | 0 | 0
664 | Southerland Farm Solar | Solar | 0 |  |  | 0 | 4 |  |  | 0 | 30 | 0 | 0.21041 | 0 | 0
665 | Speedway Solar NC, LLC | Solar | 0 |  |  | 0 | 4 |  |  | 0 | 30 | 0 | 0.18386 | 0 | 0
666 | Spencer Farm, LLC | Solar | 0 |  |  | 0 | 4 |  |  | 0 | 30 | 0 | 0.18463 | 0 | 0
667 | Spicewood Solar Farm LLC | Solar | 0 |  |  | 0 | 4 |  |  | 0 | 30 | 0 | 0.18463 | 0 | 0
668 | Spring Hope Solar 3, LLC | Solar | 0 |  |  | 0 | 4 |  |  | 0 | 30 | 0 | 0.0007 | 0 | 0
669 | Spring Valley Farm 2, LLC | Solar | 0 |  |  | 0 | 4 |  |  | 0 | 30 | 0 | 0.20279 | 0 | 0
670 | St. Pauls Solar 1, LLC | Solar | 0 |  |  | 0 | 4 |  |  | 0 | 30 | 0 | 0.1919 | 0 | 0
671 | St. Pauls Solar 2 | Solar | 0 |  |  | 0 | 4 |  |  | 0 | 30 | 0 | 0.20989 | 0 | 0
672 | Stagecoach Solar | Solar | 0 |  |  | 0 | 4 |  |  | 0 | 30 | 0 | 0.18881 | 0 | 0
673 | Stainback Solar Farm | Solar | 0 |  |  | 0 | 4 |  |  | 0 | 30 | 0 | 0.20879 | 0 | 0
674 | Stanly Solar, LLC | Solar | 0 |  |  | 0 | 1 |  |  | 0 | 30 | 0 | 0.18386 | 0 | 0
675 | Star Solar | Solar | 0 |  |  | 0 | 4 |  |  | 0 | 30 | 0 | 0.20486 | 0 | 0
676 | Starr | Solar | 0 |  |  | 0 | 4 |  |  | 0 | 30 | 0 | 0.23514 | 0 | 0
677 | Statesville Solar | Solar | 0 |  |  | 0 | 1 |  |  | 0 | 30 | 0 | 0.20925 | 0 | 0
678 | Stikeleather Farm | Solar | 0 |  |  | 0 | 4 |  |  | 0 | 30 | 0 | 0.19888 | 0 | 0
679 | Stone Solar | Solar | 0 |  |  | 0 | 4 |  |  | 0 | 30 | 0 | 0.21651 | 0 | 0
680 | Stony Knoll Solar, LLC | Solar | 0 |  |  | 0 | 1 |  |  | 0 | 30 | 0 | 0.18386 | 0 | 0
681 | Stout Farm | Solar | 0 |  |  | 0 | 4 |  |  | 0 | 30 | 0 | 0.18356 | 0 | 0
682 | Strider Solar, LLC | Solar | 0 |  |  | 0 | 4 |  |  | 0 | 30 | 0 | 0.19242 | 0 | 0
683 | Sugar Run Solar | Solar | 0 |  |  | 0 | 4 |  |  | 0 | 30 | 0 | 0.20432 | 0 | 0
684 | Sugar Solar, LLC | Solar | 0 |  |  | 0 | 4 |  |  | 0 | 30 | 0 | 0.18386 | 0 | 0
685 | Summit Farms Solar | Solar | 0 |  |  | 0 | 4 |  |  | 0 | 30 | 0 | 0.22034 | 0 | 0
686 | Sun Devil Solar | Solar | 0 |  |  | 0 | 4 |  |  | 0 | 30 | 0 | 0.18621 | 0 | 0
687 | Sun Farm V, LLC | Solar | 0 |  |  | 0 | 4 |  |  | 0 | 30 | 0 | 0.20861 | 0 | 0
688 | Sun Farm VI, LLC | Solar | 0 |  |  | 0 | 4 |  |  | 0 | 30 | 0 | 0.22338 | 0 | 0
689 | Sun Farm VIII, LLC | Solar | 0 |  |  | 0 | 1 |  |  | 0 | 30 | 0 | 0.18386 | 0 | 0
690 | Suncaster, LLC | Solar | 0 |  |  | 0 | 4 |  |  | 0 | 30 | 0 | 0.18386 | 0 | 0
691 | SunEdison LV Sutton Plant Site | Solar | 0 |  |  | 0 | 4 |  |  | 0 | 30 | 0 | 0.13813 | 0 | 0
692 | SunEnergy1-Scotland Neck, LLC | Solar | 0 |  |  | 0 | 4 |  |  | 0 | 30 | 0 | 0.21587 | 0 | 0
693 | Sunfish Farm | Solar | 0 |  |  | 0 | 4 |  |  | 0 | 30 | 0 | 0.20539 | 0 | 0
694 | Sunflower Solar | Solar | 0 |  |  | 0 | 4 |  |  | 0 | 30 | 0 | 0.22222 | 0 | 0
695 | Swansboro Solar, LLC | Solar | 0 |  |  | 0 | 4 |  |  | 0 | 30 | 0 | 0.18386 | 0 | 0
696 | Sweet Tea Solar, LLC | Solar | 0 |  |  | 0 | 4 |  |  | 0 | 30 | 0 | 0.18386 | 0 | 0
697 | Sweetgum Solar | Solar | 0 |  |  | 0 | 4 |  |  | 0 | 30 | 0 | 0.19724 | 0 | 0
698 | Tamworth Holdings | Solar | 0 |  |  | 0 | 4 |  |  | 0 | 30 | 0 | 0.22587 | 0 | 0
699 | Tanager Holdings | Solar | 0 |  |  | 0 | 4 |  |  | 0 | 30 | 0 | 0.18584 | 0 | 0
700 | Tarboro Solar | Solar | 0 |  |  | 0 | 4 |  |  | 0 | 30 | 0 | 0.1832 | 0 | 0
701 | Tart Farm | Solar | 0 |  |  | 0 | 4 |  |  | 0 | 30 | 0 | 0.19059 | 0 | 0
702 | Tate Solar | Solar | 0 |  |  | 0 | 4 |  |  | 0 | 30 | 0 | 0.07548 | 0 | 0
703 | Taylorsville Solar LLC | Solar | 0 |  |  | 0 | 1 |  |  | 0 | 30 | 0 | 0.14193 | 0 | 0
704 | Thanksgiving Fire Solar Farm, LLC | Solar | 0 |  |  | 0 | 4 |  |  | 0 | 30 | 0 | 0.21244 | 0 | 0
705 | Thigpen Farms Solar, LLC | Solar | 0 |  |  | 0 | 4 |  |  | 0 | 30 | 0 | 0.18386 | 0 | 0
706 | Thornton PV1 | Solar | 0 |  |  | 0 | 3 |  |  | 0 | 30 | 0 | 0.18692 | 0 | 0
707 | Three Bridge | Solar | 0 |  |  | 0 | 4 |  |  | 0 | 30 | 0 | 0.19829 | 0 | 0
708 | Tiburon Holdings | Solar | 0 |  |  | 0 | 4 |  |  | 0 | 30 | 0 | 0.20626 | 0 | 0
709 | Tides Lane Farm | Solar | 0 |  |  | 0 | 4 |  |  | 0 | 30 | 0 | 0.21523 | 0 | 0
710 | Tolson Solar | Solar | 0 |  |  | 0 | 4 |  |  | 0 | 30 | 0 | 0.18714 | 0 | 0
711 | Town of Cary | Solar | 0 |  |  | 0 | 4 |  |  | 0 | 30 | 0 | 0.16484 | 0 | 0
712 | Tracy Solar | Solar | 0 |  |  | 0 | 2 |  |  | 0 | 30 | 0 | 0.1971 | 0 | 0
713 | Trent River Solar, LLC | Solar | 0 |  |  | 0 | 4 |  |  | 0 | 30 | 0 | 0.18386 | 0 | 0
714 | Trinity Solar | Solar | 0 |  |  | 0 | 4 |  |  | 0 | 30 | 0 | 0.20007 | 0 | 0
715 | Tripple State Farm | Solar | 0 |  |  | 0 | 4 |  |  | 0 | 30 | 0 | 0.21217 | 0 | 0
716 | Trojan Solar, LLC | Solar | 0 |  |  | 0 | 4 |  |  | 0 | 30 | 0 | 0.00091 | 0 | 0
717 | Turkey Branch Solar LLC | Solar | 0 |  |  | 0 | 4 |  |  | 0 | 30 | 0 | 0.18192 | 0 | 0
718 | Turkey Creek PV1 | Solar | 0 |  |  | 0 | 4 |  |  | 0 | 30 | 0 | 0.17897 | 0 | 0
719 | TWE Chocowinity Solar, LLC | Solar | 0 |  |  | 0 | 4 |  |  | 0 | 30 | 0 | 0.16502 | 0 | 0
720 | TWE New Bern Solar Project, LLC | Solar | 0 |  |  | 0 | 4 |  |  | 0 | 30 | 0 | 0.16804 | 0 | 0
721 | Two Lines Farm | Solar | 0 |  |  | 0 | 4 |  |  | 0 | 30 | 0 | 0.18628 | 0 | 0
722 | Two Mile Desert Project | Solar | 0 |  |  | 0 | 4 |  |  | 0 | 30 | 0 | 0.19614 | 0 | 0
723 | Two Mile Solar | Solar | 0 |  |  | 0 | 4 |  |  | 0 | 30 | 0 | 0.17352 | 0 | 0
724 | Underwood PV2 | Solar | 0 |  |  | 0 | 4 |  |  | 0 | 30 | 0 | 0.01736 | 0 | 0
725 | Upchurch Solar Center LLC | Solar | 0 |  |  | 0 | 4 |  |  | 0 | 30 | 0 | 0.18767 | 0 | 0
726 | Van Buren | Solar | 0 |  |  | 0 | 4 |  |  | 0 | 30 | 0 | 0.18386 | 0 | 0
727 | Van Slyke Solar Center, LLC | Solar | 0 |  |  | 0 | 4 |  |  | 0 | 30 | 0 | 0.2005 | 0 | 0
728 | Vance Solar Farm, LLC | Solar | 0 |  |  | 0 | 4 |  |  | 0 | 30 | 0 | 0.19441 | 0 | 0
729 | Vaughn Creek PV1 | Solar | 0 |  |  | 0 | 1 |  |  | 0 | 30 | 0 | 0.23177 | 0 | 0
730 | Ventura Solar, LLC | Solar | 0 |  |  | 0 | 4 |  |  | 0 | 30 | 0 | 0.01505 | 0 | 0
731 | Vickers | Solar | 0 |  |  | 0 | 4 |  |  | 0 | 30 | 0 | 0.20457 | 0 | 0
732 | Vicksburg Solar | Solar | 0 |  |  | 0 | 4 |  |  | 0 | 30 | 0 | 0.19247 | 0 | 0
733 | Violet Solar | Solar | 0 |  |  | 0 | 4 |  |  | 0 | 30 | 0 | 0.21733 | 0 | 0
734 | Viper Solar | Solar | 0 |  |  | 0 | 4 |  |  | 0 | 30 | 0 | 0.21958 | 0 | 0
735 | Waco Farm | Solar | 0 |  |  | 0 | 1 |  |  | 0 | 30 | 0 | 0.18797 | 0 | 0
736 | Wadesboro 4 | Solar | 0 |  |  | 0 | 1 |  |  | 0 | 30 | 0 | 0.1979 | 0 | 0
737 | Wadesboro Farm 1 | Solar | 0 |  |  | 0 | 1 |  |  | 0 | 30 | 0 | 0.18527 | 0 | 0
738 | Wadesboro Farm 2 | Solar | 0 |  |  | 0 | 1 |  |  | 0 | 30 | 0 | 0.20728 | 0 | 0
739 | Wadesboro Farm 3 | Solar | 0 |  |  | 0 | 1 |  |  | 0 | 30 | 0 | 0.18658 | 0 | 0
740 | Wadesboro Solar | Solar | 0 |  |  | 0 | 1 |  |  | 0 | 30 | 0 | 0.2055 | 0 | 0
741 | Wagstaff Farm 1 | Solar | 0 |  |  | 0 | 4 |  |  | 0 | 30 | 0 | 0.19721 | 0 | 0
742 | Wakefield Solar | Solar | 0 |  |  | 0 | 4 |  |  | 0 | 30 | 0 | 0.20221 | 0 | 0
743 | Wallace | Solar | 0 |  |  | 0 | 4 |  |  | 0 | 30 | 0 | 0.18174 | 0 | 0
744 | Walters Solar (FLS 260) | Solar | 0 |  |  | 0 | 4 |  |  | 0 | 30 | 0 | 0.19491 | 0 | 0
745 | Warbler Holdings | Solar | 0 |  |  | 0 | 4 |  |  | 0 | 30 | 0 | 0.18386 | 0 | 0
746 | Warren Solar Farm LLC | Solar | 0 |  |  | 0 | 4 |  |  | 0 | 30 | 0 | 0.24902 | 0 | 0
747 | Warrenton Farm | Solar | 0 |  |  | 0 | 4 |  |  | 0 | 30 | 0 | 0.21056 | 0 | 0
748 | Warrenton I Solar | Solar | 0 |  |  | 0 | 4 |  |  | 0 | 30 | 0 | 0.18502 | 0 | 0
749 | Warsaw Farm | Solar | 0 |  |  | 0 | 4 |  |  | 0 | 30 | 0 | 0.1957 | 0 | 0
750 | Warsaw I | Solar | 0 |  |  | 0 | 4 |  |  | 0 | 30 | 0 | 0.18761 | 0 | 0
751 | Warsaw II | Solar | 0 |  |  | 0 | 4 |  |  | 0 | 30 | 0 | 0.19212 | 0 | 0
752 | Washington Airport Solar LLC | Solar | 0 |  |  | 0 | 4 |  |  | 0 | 30 | 0 | 0.20066 | 0 | 0
753 | Washington Millfield Solar, LLC | Solar | 0 |  |  | 0 | 4 |  |  | 0 | 30 | 0 | 0.19989 | 0 | 0
754 | Washington Solar | Solar | 0 |  |  | 0 | 4 |  |  | 0 | 30 | 0 | 0.18386 | 0 | 0
755 | Washington White Post Solar LLC | Solar | 0 |  |  | 0 | 4 |  |  | 0 | 30 | 0 | 0.18219 | 0 | 0
756 | Watson Seed Farm PV1 | Solar | 0 |  |  | 0 | 4 |  |  | 0 | 30 | 0 | 0.1724 | 0 | 0
757 | Watts Farm | Solar | 0 |  |  | 0 | 1 |  |  | 0 | 30 | 0 | 0.18947 | 0 | 0
758 | Wayne Solar I LLC | Solar | 0 |  |  | 0 | 4 |  |  | 0 | 30 | 0 | 0.15571 | 0 | 0
759 | Wayne Solar II LLC | Solar | 0 |  |  | 0 | 4 |  |  | 0 | 30 | 0 | 0.17895 | 0 | 0
760 | Wayne Solar III LLC | Solar | 0 |  |  | 0 | 4 |  |  | 0 | 30 | 0 | 0.17356 | 0 | 0
761 | Wellons Farm | Solar | 0 |  |  | 0 | 4 |  |  | 0 | 30 | 0 | 0.2295 | 0 | 0
762 | Wendell Solar Farm LLC | Solar | 0 |  |  | 0 | 4 |  |  | 0 | 30 | 0 | 0.19388 | 0 | 0
763 | West River Solar, LLC | Solar | 0 |  |  | 0 | 4 |  |  | 0 | 30 | 0 | 0.18386 | 0 | 0
764 | West Salisbury Farm LLC | Solar | 0 |  |  | 0 | 4 |  |  | 0 | 30 | 0 | 0.18148 | 0 | 0
765 | Westminister NC | Solar | 0 |  |  | 0 | 1 |  |  | 0 | 30 | 0 | 0.18386 | 0 | 0
766 | Whitakers | Solar | 0 |  |  | 0 | 4 |  |  | 0 | 30 | 0 | 0.235 | 0 | 0
767 | Whitakers Farm (Fisher Rd) | Solar | 0 |  |  | 0 | 4 |  |  | 0 | 30 | 0 | 0.19416 | 0 | 0
768 | White Cross Farm | Solar | 0 |  |  | 0 | 4 |  |  | 0 | 30 | 0 | 0.17877 | 0 | 0
769 | White Farm Solar, LLC | Solar | 0 |  |  | 0 | 4 |  |  | 0 | 30 | 0 | 0.20765 | 0 | 0
770 | Whiteville Solar 2 | Solar | 0 |  |  | 0 | 4 |  |  | 0 | 30 | 0 | 0.18386 | 0 | 0
771 | Wilfork Solar | Solar | 0 |  |  | 0 | 4 |  |  | 0 | 30 | 0 | 0.18386 | 0 | 0
772 | Wilkes Solar, LLC | Solar | 0 |  |  | 0 | 1 |  |  | 0 | 30 | 0 | 0.18386 | 0 | 0
773 | Wilkinson Solar LLC | Solar | 0 |  |  | 0 | 4 |  |  | 0 | 30 | 0 | 0.19951 | 0 | 0
774 | Willard Solar | Solar | 0 |  |  | 0 | 4 |  |  | 0 | 30 | 0 | 0.02466 | 0 | 0
775 | Williamston Solar | Solar | 0 |  |  | 0 | 4 |  |  | 0 | 30 | 0 | 0.18041 | 0 | 0
776 | Williamston Speight Solar, LLC | Solar | 0 |  |  | 0 | 4 |  |  | 0 | 30 | 0 | 0.23319 | 0 | 0
777 | Williamston West Farm, LLC | Solar | 0 |  |  | 0 | 4 |  |  | 0 | 30 | 0 | 0.1939 | 0 | 0
778 | Willoughby PV1 | Solar | 0 |  |  | 0 | 4 |  |  | 0 | 30 | 0 | 0.18386 | 0 | 0
779 | Wilson Farm 1 | Solar | 0 |  |  | 0 | 4 |  |  | 0 | 30 | 0 | 0.18078 | 0 | 0
780 | Wilson Solar Farm 1 | Solar | 0 |  |  | 0 | 4 |  |  | 0 | 30 | 0 | 0.18507 | 0 | 0
781 | Wilson Solar Farm 2 | Solar | 0 |  |  | 0 | 4 |  |  | 0 | 30 | 0 | 0.1863 | 0 | 0
782 | Wilson Solar Farm 3 | Solar | 0 |  |  | 0 | 4 |  |  | 0 | 30 | 0 | 0.17635 | 0 | 0
783 | Wilson Solar Farm 4 | Solar | 0 |  |  | 0 | 4 |  |  | 0 | 30 | 0 | 0.18241 | 0 | 0
784 | Wilson Solar Farm 5 | Solar | 0 |  |  | 0 | 4 |  |  | 0 | 30 | 0 | 0.18259 | 0 | 0
785 | Wilson Solar Farm 6 | Solar | 0 |  |  | 0 | 4 |  |  | 0 | 30 | 0 | 0.20285 | 0 | 0
786 | Wilson Solar Farm 7 | Solar | 0 |  |  | 0 | 4 |  |  | 0 | 30 | 0 | 0.1887 | 0 | 0
787 | Windsor Cooper HIill Solar, LLC | Solar | 0 |  |  | 0 | 4 |  |  | 0 | 30 | 0 | 0.20087 | 0 | 0
788 | Windsor Hwy 17 Solar | Solar | 0 |  |  | 0 | 4 |  |  | 0 | 30 | 0 | 0.18386 | 0 | 0
789 | Windsor Solar | Solar | 0 |  |  | 0 | 4 |  |  | 0 | 30 | 0 | 0.15806 | 0 | 0
790 | Winton Solar | Solar | 0 |  |  | 0 | 4 |  |  | 0 | 30 | 0 | 0.20902 | 0 | 0
791 | Woodland Church Farm | Solar | 0 |  |  | 0 | 4 |  |  | 0 | 30 | 0 | 0.19164 | 0 | 0
792 | Woodland Solar | Solar | 0 |  |  | 0 | 4 |  |  | 0 | 30 | 0 | 0.20566 | 0 | 0
793 | Woodleaf Solar Facility | Solar | 0 |  |  | 0 | 1 |  |  | 0 | 30 | 0 | 0.21817 | 0 | 0
794 | Woodsdale Farm, LLC | Solar | 0 |  |  | 0 | 4 |  |  | 0 | 30 | 0 | 0.2 | 0 | 0
795 | Wortham Solar Farm | Solar | 0 |  |  | 0 | 4 |  |  | 0 | 30 | 0 | 0.19208 | 0 | 0
796 | Wyse Fork Solar Farm, LLC | Solar | 0 |  |  | 0 | 4 |  |  | 0 | 30 | 0 | 0.18386 | 0 | 0
797 | XPF Solar Field | Solar | 0 |  |  | 0 | 4 |  |  | 0 | 30 | 0 | 0.04243 | 0 | 0
798 | Yadkin 601 Farm | Solar | 0 |  |  | 0 | 1 |  |  | 0 | 30 | 0 | 0.19722 | 0 | 0
799 | Yadkinville Solar | Solar | 0 |  |  | 0 | 1 |  |  | 0 | 30 | 0 | 0.10163 | 0 | 0
800 | Yanceyville Farm | Solar | 0 |  |  | 0 | 4 |  |  | 0 | 30 | 0 | 0.1874 | 0 | 0
801 | Yanceyville Farm 2 LLC | Solar | 0 |  |  | 0 | 4 |  |  | 0 | 30 | 0 | 0.20078 | 0 | 0
802 | Yanceyville Farm 3, LLC | Solar | 0 |  |  | 0 | 4 |  |  | 0 | 30 | 0 | 0.196 | 0 | 0
803 | York Road Solar I, LLC | Solar | 0 |  |  | 0 | 1 |  |  | 0 | 30 | 0 | 0.19144 | 0 | 0
804 | Zuma Solar, LLC | Solar | 0 |  |  | 0 | 4 |  |  | 0 | 30 | 0 | 0.00403 | 0 | 0
805 | ZV Solar 1 | Solar | 0 |  |  | 0 | 4 |  |  | 0 | 30 | 0 | 0.20954 | 0 | 0
806 | ZV Solar 2, LLC | Solar | 0 |  |  | 0 | 4 |  |  | 0 | 30 | 0 | 0.21088 | 0 | 0
807 | ZV Solar 3, LLC | Solar | 0 |  |  | 0 | 4 |  |  | 0 | 30 | 0 | 0.20368 | 0 | 0
808 | 1634 Solar | Solar | 0 |  |  | 0 | 3 |  |  | 0 | 30 | 0 | 0.18386 | 0 | 0
809 | Abbot Solar | Solar | 0 |  |  | 0 | 3 |  |  | 0 | 30 | 0 | 0.22135 | 0 | 0
810 | Ace Solar | Solar | 0 |  |  | 0 | 4 |  |  | 0 | 30 | 0 | 0.17032 | 0 | 0
811 | Adams | Solar | 0 |  |  | 0 | 1 |  |  | 0 | 30 | 0 | 0.18386 | 0 | 0
812 | AGA TAG Solar III LLC | Solar | 0 |  |  | 0 | 1 |  |  | 0 | 30 | 0 | 0.08818 | 0 | 0
813 | Allora Solar, LLC | Solar | 0 |  |  | 0 | 1 |  |  | 0 | 30 | 0 | 0.18386 | 0 | 0
814 | Anderson (SC) | Solar | 0 |  |  | 0 | 1 |  |  | 0 | 30 | 0 | 0.18386 | 0 | 0
815 | Ashley Solar (SC) | Solar | 0 |  |  | 0 | 1 |  |  | 0 | 30 | 0 | 0.18386 | 0 | 0
816 | Atlantic Solar | Solar | 0 |  |  | 0 | 3 |  |  | 0 | 30 | 0 | 0.18386 | 0 | 0
817 | Atood II | Solar | 0 |  |  | 0 | 3 |  |  | 0 | 30 | 0 | 0.19241 | 0 | 0
818 | ATOOD Solar III LLC | Solar | 0 |  |  | 0 | 1 |  |  | 0 | 30 | 0 | 0.1835 | 0 | 0
819 | Augusta Solar | Solar | 0 |  |  | 0 | 1 |  |  | 0 | 30 | 0 | 0.00468 | 0 | 0
820 | Ballenger Road Solar A | Solar | 0 |  |  | 0 | 1 |  |  | 0 | 30 | 0 | 0.18386 | 0 | 0
821 | Bani Solar | Solar | 0 |  |  | 0 | 3 |  |  | 0 | 30 | 0 | 0.18386 | 0 | 0
822 | Barnwell Solar | Solar | 0 |  |  | 0 | 1 |  |  | 0 | 30 | 0 | 0.27873 | 0 | 0
823 | Battle Solar | Solar | 0 |  |  | 0 | 3 |  |  | 0 | 30 | 0 | 0.18386 | 0 | 0
824 | Bell Bay Solar Farm | Solar | 0 |  |  | 0 | 1 |  |  | 0 | 30 | 0 | 0.18022 | 0 | 0
825 | Bell Solar | Solar | 0 |  |  | 0 | 2 |  |  | 0 | 30 | 0 | 0.18386 | 0 | 0
826 | Berry Road Solar | Solar | 0 |  |  | 0 | 1 |  |  | 0 | 30 | 0 | 0.18386 | 0 | 0
827 | Big Fork Solar | Solar | 0 |  |  | 0 | 1 |  |  | 0 | 30 | 0 | 0.18386 | 0 | 0
828 | Birch Solar | Solar | 0 |  |  | 0 | 3 |  |  | 0 | 30 | 0 | 0.18386 | 0 | 0
829 | Blacktip Solar | Solar | 0 |  |  | 0 | 3 |  |  | 0 | 30 | 0 | 0.22049 | 0 | 0
830 | Blackville Solar Farm, LLC | Solar | 0 |  |  | 0 | 1 |  |  | 0 | 30 | 0 | 0.01857 | 0 | 0
831 | Blackville Solar II | Solar | 0 |  |  | 0 | 1 |  |  | 0 | 30 | 0 | 0.24122 | 0 | 0
832 | Bloom Solar | Solar | 0 |  |  | 0 | 3 |  |  | 0 | 30 | 0 | 0.21958 | 0 | 0
833 | Bluebird Solar SC LLC | Solar | 0 |  |  | 0 | 1 |  |  | 0 | 30 | 0 | 0.05936 | 0 | 0
834 | Bond Solar | Solar | 0 |  |  | 0 | 3 |  |  | 0 | 30 | 0 | 0.2161 | 0 | 0
835 | Bonefish Solar | Solar | 0 |  |  | 0 | 3 |  |  | 0 | 30 | 0 | 0.21159 | 0 | 0
836 | Briarwood | Solar | 0 |  |  | 0 | 4 |  |  | 0 | 30 | 0 | 0.00365 | 0 | 0
837 | Bryant Road Solar | Solar | 0 |  |  | 0 | 1 |  |  | 0 | 30 | 0 | 0.18386 | 0 | 0
838 | Cameron Solar | Solar | 0 |  |  | 0 | 1 |  |  | 0 | 30 | 0 | 0.23531 | 0 | 0
839 | Cameron Solar II | Solar | 0 |  |  | 0 | 1 |  |  | 0 | 30 | 0 | 0.25574 | 0 | 0
840 | Cardinal Solar LLC | Solar | 0 |  |  | 0 | 4 |  |  | 0 | 30 | 0 | 0.00104 | 0 | 0
841 | Centerfield Cooper Solar, LLC | Solar | 0 |  |  | 0 | 1 |  |  | 0 | 30 | 0 | 0.00171 | 0 | 0
842 | Champion Solar | Solar | 0 |  |  | 0 | 3 |  |  | 0 | 30 | 0 | 0.2168 | 0 | 0
843 | Chapman Solar | Solar | 0 |  |  | 0 | 3 |  |  | 0 | 30 | 0 | 0.18386 | 0 | 0
844 | Cherry Blossom Solar LLC | Solar | 0 |  |  | 0 | 1 |  |  | 0 | 30 | 0 | 0.2371 | 0 | 0
845 | Clark Solar | Solar | 0 |  |  | 0 | 3 |  |  | 0 | 30 | 0 | 0.18386 | 0 | 0
846 | Colleton Solar | Solar | 0 |  |  | 0 | 1 |  |  | 0 | 30 | 0 | 0.18386 | 0 | 0
847 | Colleton Solar Farm | Solar | 0 |  |  | 0 | 1 |  |  | 0 | 30 | 0 | 0.17758 | 0 | 0
848 | Collins Farm Solar | Solar | 0 |  |  | 0 | 3 |  |  | 0 | 30 | 0 | 0.18386 | 0 | 0
849 | Cotton Solar | Solar | 0 |  |  | 0 | 3 |  |  | 0 | 30 | 0 | 0.18386 | 0 | 0
850 | Crossroads Solar | Solar | 0 |  |  | 0 | 1 |  |  | 0 | 30 | 0 | 0.18386 | 0 | 0
851 | Crown | Solar | 0 |  |  | 0 | 1 |  |  | 0 | 30 | 0 | 0.21648 | 0 | 0
852 | Culpepper Solar | Solar | 0 |  |  | 0 | 3 |  |  | 0 | 30 | 0 | 0.18386 | 0 | 0
853 | Dadswell Solar | Solar | 0 |  |  | 0 | 4 |  |  | 0 | 30 | 0 | 0.18386 | 0 | 0
854 | Darlington Solar, LLC | Solar | 0 |  |  | 0 | 1 |  |  | 0 | 30 | 0 | 0.17297 | 0 | 0
855 | Davis Road Solar | Solar | 0 |  |  | 0 | 1 |  |  | 0 | 30 | 0 | 0.18386 | 0 | 0
856 | Denmark Solar | Solar | 0 |  |  | 0 | 1 |  |  | 0 | 30 | 0 | 0.01802 | 0 | 0
857 | Diamond Solar | Solar | 0 |  |  | 0 | 2 |  |  | 0 | 30 | 0 | 0.20978 | 0 | 0
858 | Edison Solar | Solar | 0 |  |  | 0 | 3 |  |  | 0 | 30 | 0 | 0.24037 | 0 | 0
859 | Estill Solar | Solar | 0 |  |  | 0 | 1 |  |  | 0 | 30 | 0 | 0.22296 | 0 | 0
860 | Estill Solar II | Solar | 0 |  |  | 0 | 1 |  |  | 0 | 30 | 0 | 0.20618 | 0 | 0
861 | Fairfield Solar | Solar | 0 |  |  | 0 | 1 |  |  | 0 | 30 | 0 | 0.18386 | 0 | 0
862 | Fairview Solar | Solar | 0 |  |  | 0 | 3 |  |  | 0 | 30 | 0 | 0.18386 | 0 | 0
863 | Fishwater Solar | Solar | 0 |  |  | 0 | 3 |  |  | 0 | 30 | 0 | 0.18386 | 0 | 0
864 | Foreman Solar | Solar | 0 |  |  | 0 | 1 |  |  | 0 | 30 | 0 | 0.18386 | 0 | 0
865 | Freedom Solar | Solar | 0 |  |  | 0 | 3 |  |  | 0 | 30 | 0 | 0.23039 | 0 | 0
866 | Gaines Solar | Solar | 0 |  |  | 0 | 3 |  |  | 0 | 30 | 0 | 0.01301 | 0 | 0
867 | Gary Solar | Solar | 0 |  |  | 0 | 3 |  |  | 0 | 30 | 0 | 0.21638 | 0 | 0
868 | Gaston II | Solar | 0 |  |  | 0 | 1 |  |  | 0 | 30 | 0 | 0.21842 | 0 | 0
869 | Gaston Solar I - SC | Solar | 0 |  |  | 0 | 1 |  |  | 0 | 30 | 0 | 0.23223 | 0 | 0
870 | GEB Solar | Solar | 0 |  |  | 0 | 3 |  |  | 0 | 30 | 0 | 0.18386 | 0 | 0
871 | Gedosch Solar II | Solar | 0 |  |  | 0 | 3 |  |  | 0 | 30 | 0 | 0.18386 | 0 | 0
872 | Gold Mine | Solar | 0 |  |  | 0 | 1 |  |  | 0 | 30 | 0 | 0.00297 | 0 | 0
873 | Goldenrod Solar | Solar | 0 |  |  | 0 | 3 |  |  | 0 | 30 | 0 | 0.21935 | 0 | 0
874 | Gunsight Solar, LLC | Solar | 0 |  |  | 0 | 1 |  |  | 0 | 30 | 0 | 0.18386 | 0 | 0
875 | Haley Solar | Solar | 0 |  |  | 0 | 2 |  |  | 0 | 30 | 0 | 0.1982 | 0 | 0
876 | Hampton Solar 2 | Solar | 0 |  |  | 0 | 1 |  |  | 0 | 30 | 0 | 0.22884 | 0 | 0
877 | Hampton Solar I | Solar | 0 |  |  | 0 | 1 |  |  | 0 | 30 | 0 | 0.21602 | 0 | 0
878 | Hecate Energy West Newberry, LLC | Solar | 0 |  |  | 0 | 1 |  |  | 0 | 30 | 0 | 0.18386 | 0 | 0
879 | Highway 9 Solar | Solar | 0 |  |  | 0 | 1 |  |  | 0 | 30 | 0 | 0.18386 | 0 | 0
880 | Holliday Solar I | Solar | 0 |  |  | 0 | 1 |  |  | 0 | 30 | 0 | 0.18386 | 0 | 0
881 | Huntley | Solar | 0 |  |  | 0 | 3 |  |  | 0 | 30 | 0 | 0.17103 | 0 | 0
882 | Indigo Solar | Solar | 0 |  |  | 0 | 3 |  |  | 0 | 30 | 0 | 0.18386 | 0 | 0
883 | Jackson Solar | Solar | 0 |  |  | 0 | 1 |  |  | 0 | 30 | 0 | 0.18386 | 0 | 0
884 | Jamison Solar Farm | Solar | 0 |  |  | 0 | 1 |  |  | 0 | 30 | 0 | 0.21233 | 0 | 0
885 | Jefferson Solar | Solar | 0 |  |  | 0 | 1 |  |  | 0 | 30 | 0 | 0.18386 | 0 | 0
886 | Jessamine Solar | Solar | 0 |  |  | 0 | 3 |  |  | 0 | 30 | 0 | 0.22176 | 0 | 0
887 | Juniper Solar | Solar | 0 |  |  | 0 | 3 |  |  | 0 | 30 | 0 | 0.18386 | 0 | 0
888 | Lily Solar | Solar | 0 |  |  | 0 | 3 |  |  | 0 | 30 | 0 | 0.20264 | 0 | 0
889 | Limelight Solar II LLC | Solar | 0 |  |  | 0 | 1 |  |  | 0 | 30 | 0 | 0.07546 | 0 | 0
890 | Lone Star Solar | Solar | 0 |  |  | 0 | 1 |  |  | 0 | 30 | 0 | 0.18386 | 0 | 0
891 | Luz Solar | Solar | 0 |  |  | 0 | 3 |  |  | 0 | 30 | 0 | 0.18386 | 0 | 0
892 | Marshall Solar | Solar | 0 |  |  | 0 | 3 |  |  | 0 | 30 | 0 | 0.18386 | 0 | 0
893 | Martin Central Solar | Solar | 0 |  |  | 0 | 1 |  |  | 0 | 30 | 0 | 0.18386 | 0 | 0
894 | Martin East Solar | Solar | 0 |  |  | 0 | 1 |  |  | 0 | 30 | 0 | 0.18386 | 0 | 0
895 | Martin West Solar | Solar | 0 |  |  | 0 | 1 |  |  | 0 | 30 | 0 | 0.18386 | 0 | 0
896 | McClain Solar | Solar | 0 |  |  | 0 | 3 |  |  | 0 | 30 | 0 | 0.18386 | 0 | 0
897 | McCormick Solar | Solar | 0 |  |  | 0 | 1 |  |  | 0 | 30 | 0 | 0.18386 | 0 | 0
898 | Melsam Solar | Solar | 0 |  |  | 0 | 3 |  |  | 0 | 30 | 0 | 0.18386 | 0 | 0
899 | Middleton Solar | Solar | 0 |  |  | 0 | 3 |  |  | 0 | 30 | 0 | 0.18386 | 0 | 0
900 | Midlands | Solar | 0 |  |  | 0 | 1 |  |  | 0 | 30 | 0 | 0.10304 | 0 | 0
901 | Moffett Solar Project | Solar | 0 |  |  | 0 | 3 |  |  | 0 | 30 | 0 | 0.21787 | 0 | 0
902 | Mohea Solar Energy Center, LLC | Solar | 0 |  |  | 0 | 1 |  |  | 0 | 30 | 0 | 0.00016 | 0 | 0
903 | Odyssey Solar | Solar | 0 |  |  | 0 | 3 |  |  | 0 | 30 | 0 | 0.26061 | 0 | 0
904 | Omtanke Solar | Solar | 0 |  |  | 0 | 3 |  |  | 0 | 30 | 0 | 0.16162 | 0 | 0
905 | Otarre Solar Park | Solar | 0 |  |  | 0 | 1 |  |  | 0 | 30 | 0 | 0.20098 | 0 | 0
906 | Otis Elevator Company Solar | Solar | 0 |  |  | 0 | 3 |  |  | 0 | 30 | 0 | 0.55377 | 0 | 0
907 | Palmetto Plains | Solar | 0 |  |  | 0 | 1 |  |  | 0 | 30 | 0 | 0.24064 | 0 | 0
908 | Pee Dee Solar I | Solar | 0 |  |  | 0 | 4 |  |  | 0 | 30 | 0 | 0.18386 | 0 | 0
909 | Pee Dee Solar II | Solar | 0 |  |  | 0 | 4 |  |  | 0 | 30 | 0 | 0.18386 | 0 | 0
910 | Pelzer Solar I | Solar | 0 |  |  | 0 | 1 |  |  | 0 | 30 | 0 | 0.23048 | 0 | 0
911 | Peony Solar | Solar | 0 |  |  | 0 | 3 |  |  | 0 | 30 | 0 | 0.18262 | 0 | 0
912 | Pinson Solar Farm | Solar | 0 |  |  | 0 | 1 |  |  | 0 | 30 | 0 | 0.18386 | 0 | 0
913 | Power Solar | Solar | 0 |  |  | 0 | 3 |  |  | 0 | 30 | 0 | 0.18386 | 0 | 0
914 | Pruger Solar I | Solar | 0 |  |  | 0 | 1 |  |  | 0 | 30 | 0 | 0.18386 | 0 | 0
915 | Pruger Solar II | Solar | 0 |  |  | 0 | 3 |  |  | 0 | 30 | 0 | 0.18386 | 0 | 0
916 | Pruger Solar III | Solar | 0 |  |  | 0 | 1 |  |  | 0 | 30 | 0 | 0.18386 | 0 | 0
917 | Quest Solar | Solar | 0 |  |  | 0 | 4 |  |  | 0 | 30 | 0 | 0.18386 | 0 | 0
918 | Rankin Solar Center, LLC | Solar | 0 |  |  | 0 | 4 |  |  | 0 | 30 | 0 | 0.13732 | 0 | 0
919 | Redwing Solar | Solar | 0 |  |  | 0 | 3 |  |  | 0 | 30 | 0 | 0.22369 | 0 | 0
920 | Rhubarb One SC | Solar | 0 |  |  | 0 | 1 |  |  | 0 | 30 | 0 | 0.18386 | 0 | 0
921 | Richardson Solar | Solar | 0 |  |  | 0 | 3 |  |  | 0 | 30 | 0 | 0.21233 | 0 | 0
922 | Ridgeland Solar Project | Solar | 0 |  |  | 0 | 1 |  |  | 0 | 30 | 0 | 0.20586 | 0 | 0
923 | River Solar | Solar | 0 |  |  | 0 | 3 |  |  | 0 | 30 | 0 | 0.21672 | 0 | 0
924 | Rollins Solar | Solar | 0 |  |  | 0 | 3 |  |  | 0 | 30 | 0 | 0.18386 | 0 | 0
925 | Ross Solar | Solar | 0 |  |  | 0 | 4 |  |  | 0 | 30 | 0 | 0.18386 | 0 | 0
926 | Runway Solar Farm | Solar | 0 |  |  | 0 | 1 |  |  | 0 | 30 | 0 | 0.12192 | 0 | 0
927 | Rutledge Solar | Solar | 0 |  |  | 0 | 3 |  |  | 0 | 30 | 0 | 0.18386 | 0 | 0
928 | Saluda Solar II | Solar | 0 |  |  | 0 | 1 |  |  | 0 | 30 | 0 | 0.30543 | 0 | 0
929 | Saluda Solar, LLC | Solar | 0 |  |  | 0 | 1 |  |  | 0 | 30 | 0 | 0.20447 | 0 | 0
930 | Sandifer Solar | Solar | 0 |  |  | 0 | 1 |  |  | 0 | 30 | 0 | 0.18386 | 0 | 0
931 | Sapphire Solar | Solar | 0 |  |  | 0 | 3 |  |  | 0 | 30 | 0 | 0.21433 | 0 | 0
932 | Scarlet Solar | Solar | 0 |  |  | 0 | 3 |  |  | 0 | 30 | 0 | 0.18386 | 0 | 0
933 | SCE&G Curie CSG | Solar | 0 |  |  | 0 | 1 |  |  | 0 | 30 | 0 | 0.20285 | 0 | 0
934 | SCE&G Nimitz CSG | Solar | 0 |  |  | 0 | 1 |  |  | 0 | 30 | 0 | 0.23139 | 0 | 0
935 | SCE&G Springfield CSG | Solar | 0 |  |  | 0 | 1 |  |  | 0 | 30 | 0 | 0.21551 | 0 | 0
936 | Seabrook Solar | Solar | 0 |  |  | 0 | 1 |  |  | 0 | 30 | 0 | 0.23611 | 0 | 0
937 | Shaw Creek Solar, LLC | Solar | 0 |  |  | 0 | 1 |  |  | 0 | 30 | 0 | 0.25273 | 0 | 0
938 | Shem Solar | Solar | 0 |  |  | 0 | 3 |  |  | 0 | 30 | 0 | 0.18386 | 0 | 0
939 | Shining Sun Solar | Solar | 0 |  |  | 0 | 3 |  |  | 0 | 30 | 0 | 0.18386 | 0 | 0
940 | Shorthorn Holdings | Solar | 0 |  |  | 0 | 1 |  |  | 0 | 30 | 0 | 0.18386 | 0 | 0
941 | Shorthorn Solar | Solar | 0 |  |  | 0 | 3 |  |  | 0 | 30 | 0 | 0.18386 | 0 | 0
942 | Snoopy Solar | Solar | 0 |  |  | 0 | 3 |  |  | 0 | 30 | 0 | 0.18386 | 0 | 0
943 | South Solar | Solar | 0 |  |  | 0 | 3 |  |  | 0 | 30 | 0 | 0.21404 | 0 | 0
944 | Southard Solar | Solar | 0 |  |  | 0 | 3 |  |  | 0 | 30 | 0 | 0.18386 | 0 | 0
945 | Southern Current One, LLC | Solar | 0 |  |  | 0 | 1 |  |  | 0 | 30 | 0 | 0.17797 | 0 | 0
946 | St. Matthews Solar | Solar | 0 |  |  | 0 | 1 |  |  | 0 | 30 | 0 | 0.2206 | 0 | 0
947 | Stamey Solar | Solar | 0 |  |  | 0 | 3 |  |  | 0 | 30 | 0 | 0.18386 | 0 | 0
948 | Swamp Fox Solar | Solar | 0 |  |  | 0 | 1 |  |  | 0 | 30 | 0 | 0.2142 | 0 | 0
949 | Tarpon Solar I | Solar | 0 |  |  | 0 | 1 |  |  | 0 | 30 | 0 | 0.18386 | 0 | 0
950 | Tedder Solar | Solar | 0 |  |  | 0 | 3 |  |  | 0 | 30 | 0 | 0.18386 | 0 | 0
951 | Ten Governors Solar | Solar | 0 |  |  | 0 | 3 |  |  | 0 | 30 | 0 | 0.18386 | 0 | 0
952 | Thomas Solar | Solar | 0 |  |  | 0 | 3 |  |  | 0 | 30 | 0 | 0.18386 | 0 | 0
953 | Topaz Solar (SC) | Solar | 0 |  |  | 0 | 1 |  |  | 0 | 30 | 0 | 0.18386 | 0 | 0
954 | Trask East Solar | Solar | 0 |  |  | 0 | 1 |  |  | 0 | 30 | 0 | 0.18386 | 0 | 0
955 | TWE Bowman Solar Project | Solar | 0 |  |  | 0 | 1 |  |  | 0 | 30 | 0 | 0.15839 | 0 | 0
956 | Ulmer Solar | Solar | 0 |  |  | 0 | 1 |  |  | 0 | 30 | 0 | 0.18386 | 0 | 0
957 | Vincent Solar | Solar | 0 |  |  | 0 | 3 |  |  | 0 | 30 | 0 | 0.22215 | 0 | 0
958 | Washington Solar (SC) | Solar | 0 |  |  | 0 | 2 |  |  | 0 | 30 | 0 | 0.18386 | 0 | 0
959 | Washington Solar II (SC) | Solar | 0 |  |  | 0 | 2 |  |  | 0 | 30 | 0 | 0.18386 | 0 | 0
960 | Watauga Solar | Solar | 0 |  |  | 0 | 3 |  |  | 0 | 30 | 0 | 0.20782 | 0 | 0
961 | Wayfair Solar | Solar | 0 |  |  | 0 | 3 |  |  | 0 | 30 | 0 | 0.18386 | 0 | 0
962 | Weaver Solar | Solar | 0 |  |  | 0 | 3 |  |  | 0 | 30 | 0 | 0.18386 | 0 | 0
963 | White Horse Solar A | Solar | 0 |  |  | 0 | 1 |  |  | 0 | 30 | 0 | 0.01495 | 0 | 0
964 | Whitetail Solar | Solar | 0 |  |  | 0 | 3 |  |  | 0 | 30 | 0 | 0.18386 | 0 | 0
965 | Whitt Solar | Solar | 0 |  |  | 0 | 3 |  |  | 0 | 30 | 0 | 0.23379 | 0 | 0
966 | Willis Solar | Solar | 0 |  |  | 0 | 3 |  |  | 0 | 30 | 0 | 0.21513 | 0 | 0
967 | Woodfields Solar | Solar | 0 |  |  | 0 | 1 |  |  | 0 | 30 | 0 | 0.18386 | 0 | 0
968 | WSW Solar | Solar | 0 |  |  | 0 | 3 |  |  | 0 | 30 | 0 | 0.18386 | 0 | 0
969 | Wysong Solar | Solar | 0 |  |  | 0 | 3 |  |  | 0 | 30 | 0 | 0.18386 | 0 | 0
970 | Yemassee Solar | Solar | 0 |  |  | 0 | 1 |  |  | 0 | 30 | 0 | 0.00102 | 0 | 0
971 | York Solar | Solar | 0 |  |  | 0 | 1 |  |  | 0 | 30 | 0 | 0.18386 | 0 | 0
972 | Apple Data Center - Fuel Cell 1&2 | Biomass | 10.5 | 10712.2719 | 1.4654e-06 | 15.6979 | 1 | 65530 | 0 | 0 | 30 | 0 | 0.71244 | 5000 | 5000
973 | Blackburn Landfill Co-Generation | Biomass | 2.9 | 5325.9763 | 1.4654e-06 | 7.8048 | 1 | 13879 | 0 | 0 | 30 | 0 | 0.54633 | 5000 | 5000
974 | CII Methane Management IV, LLC | Biomass | 1.6 | 10954.4955 | 1.4654e-06 | 16.0529 | 4 | 8197 | 0 | 0 | 30 | 0 | 0.58483 | 5000 | 5000
975 | COC Surry LFG, LLC | Biomass | 1.6 | 10500.3426 | 1.4654e-06 | 15.3874 | 1 | 7297 | 0 | 0 | 30 | 0 | 0.52062 | 5000 | 5000
976 | Concord Energy | Biomass | 9.6 | 15185.6772 | 1.4654e-06 | 22.2533 | 1 | 60449 | 0 | 0 | 30 | 0 | 0.71881 | 5000 | 5000
977 | CPI USA North Carolina Roxboro | Biomass | 67.5 | 13977.4032 | 1.4654e-06 | 20.4827 | 4 | 330644 | 209607.125 | 0.63394 | 30 | 19.0181 | 0.55918 | 5000 | 5000
978 | CPI USA North Carolina Southport | Biomass | 135 | 4957.0575 | 1.4654e-06 | 7.2642 | 4 | 409818 | 100498.214 | 0.24523 | 30 | 7.3568 | 0.34654 | 5000 | 5000
979 | Craven County Wood Energy | Biomass | 50 | 14201.5022 | 1.4654e-06 | 20.8111 | 4 | 228553 | 1512.156 | 0.0066162 | 30 | 0.19849 | 0.52181 | 5000 | 5000
980 | Davidson Gas Producers LLC | Biomass | 1.6 | 10609.1276 | 1.4654e-06 | 15.5468 | 1 | 12884 | 0 | 0 | 30 | 0 | 0.91924 | 5000 | 5000
981 | Ingredion Winston Salem | Biomass | 8.4 | 5596.4294 | 1.4654e-06 | 8.2011 | 1 | 39917 | 1906.671 | 0.047766 | 30 | 1.433 | 0.54247 | 5000 | 5000
982 | International Paper Riegelwood Mill | Biomass | 61.5 | 5730.8232 | 1.4654e-06 | 8.398 | 4 | 394481.784 | 13730.256 | 0.034806 | 30 | 1.0442 | 0.73223 | 5000 | 5000
983 | Mas Durham Power, LLC | Biomass | 3.3 | 10170.3847 | 1.4654e-06 | 14.9038 | 4 | 8786 | 0 | 0 | 30 | 0 | 0.30393 | 5000 | 5000
984 | Mas Wayne Co Power, LLC | Biomass | 3.3 | 12258.3245 | 1.4654e-06 | 17.9635 | 4 | 4715.001 | 0 | 0 | 30 | 0 | 0.1631 | 5000 | 5000
985 | NC Renewable Power - Lumberton LLC | Biomass | 34.7 | 20719.9625 | 1.4654e-06 | 30.3634 | 4 | 95751 | 11739.403 | 0.1226 | 30 | 3.6781 | 0.315 | 5000 | 5000
986 | New Bern | Biomass | 5.4 | 11990.4687 | 1.4654e-06 | 17.571 | 4 | 20667.996 | 510.848 | 0.024717 | 30 | 0.74151 | 0.43692 | 5000 | 5000
987 | Onslow Power Producers | Biomass | 2 | 10384.1592 | 1.4654e-06 | 15.2171 | 4 | 14671 | 0 | 0 | 30 | 0 | 0.83739 | 5000 | 5000
988 | Reventure Park | Biomass | 3.5 | 4938.8892 | 1.4654e-06 | 7.2375 | 1 | 26173 | 0.001 | 3.8207e-08 | 30 | 1.1462e-06 | 0.85365 | 5000 | 5000
989 | Salem Energy Systems LLC | Biomass | 9 | 15289.9684 | 1.4654e-06 | 22.4062 | 4 | 29417 | 0.001 | 3.3994e-08 | 30 | 1.0198e-06 | 0.37312 | 5000 | 5000
990 | Sampson County Disposal | Biomass | 12.8 | 9984.8775 | 1.4654e-06 | 14.632 | 4 | 63615 | 0 | 0 | 30 | 0 | 0.56734 | 5000 | 5000
991 | Uwharrie Mountain Renewable | Biomass | 9.6 | 10705.569 | 1.4654e-06 | 15.6881 | 1 | 57589.002 | 0.002 | 3.4729e-08 | 30 | 1.0419e-06 | 0.6848 | 5000 | 5000
992 | Wake County LFG Facility | Biomass | 9 | 11878.7408 | 1.4654e-06 | 17.4073 | 4 | 57504.99 | 1359.096 | 0.023634 | 30 | 0.70903 | 0.72939 | 5000 | 5000
993 | Waste Management Piedmont LFGTE Project | Biomass | 2.4 | 12198.3941 | 1.4654e-06 | 17.8757 | 4 | 12576 | 0 | 0 | 30 | 0 | 0.59817 | 5000 | 5000
994 | White Street Renewables | Biomass | 5 | 11523.277 | 1.4654e-06 | 16.8864 | 4 | 10998 | 0 | 0 | 30 | 0 | 0.2511 | 5000 | 5000
995 | Anderson Regional Landfill | Biomass | 3.2 | 11477.2762 | 1.4654e-06 | 16.819 | 1 | 6491 | 0 | 0 | 30 | 0 | 0.23156 | 5000 | 5000
996 | BMW Manufacturing Co | Biomass | 11 | 10784.0642 | 1.4654e-06 | 15.8031 | 1 | 48383 | 6632.729 | 0.13709 | 30 | 4.1126 | 0.50211 | 5000 | 5000
997 | Enoree Phase II Landfill Gas Recovery | Biomass | 3.2 | 11371.2275 | 1.4654e-06 | 16.6636 | 1 | 10802 | 0 | 0 | 30 | 0 | 0.38535 | 5000 | 5000
998 | Sonoco Products Co | Biomass | 40.5 | 5567.4082 | 1.4654e-06 | 8.1586 | 1 | 108030 | 7931.034 | 0.073415 | 30 | 2.2025 | 0.3045 | 5000 | 5000
999 | Wellford Renewable Energy Plant | Biomass | 1.6 | 10949.5137 | 1.4654e-06 | 16.0456 | 1 | 6477 | 0 | 0 | 30 | 0 | 0.46211 | 5000 | 5000
Note on L1: User: Current SCC per Biden admin.

## Notes&extra
Node | # of units | %
1 | 247 | 24.7247
2 | 6 | 0.6006
3 | 73 | 7.3073
4 | 673 | 67.3674
Time | Demand (MW) |  |  | 13918 | 14039 | 14039 | 13783 | 13360 | 12942 | 13422 | 13170 | 13083 | 13137 | 13311 | 13745 | 14609
12/2/2020 7 p.m. EST | 13918 |  | 1 | 3441.1872 | 3471.1041 | 3471.1041 | 3407.8088 | 3303.2232 | 3199.8739 | 3318.5526 | 3256.2462 | 3234.7357 | 3248.0871 | 3291.1081 | 3398.4134 | 3612.035
12/2/2020 8 p.m. EST | 14039 |  | 2 | 83.5916 | 84.3183 | 84.3183 | 82.7808 | 80.2402 | 77.7297 | 80.6126 | 79.0991 | 78.5766 | 78.9009 | 79.9459 | 82.5526 | 87.7417
12/2/2020 9 p.m. EST | 14039 |  | 3 | 1017.031 | 1025.8729 | 1025.8729 | 1007.1662 | 976.2563 | 945.7117 | 980.7868 | 962.3724 | 956.015 | 959.961 | 972.6757 | 1004.3894 | 1067.5245
12/2/2020 10 p.m. EST | 13783 |  | 4 | 9376.1902 | 9457.7047 | 9457.7047 | 9285.2442 | 9000.2803 | 8718.6847 | 9042.048 | 8872.2823 | 8813.6727 | 8850.0511 | 8967.2703 | 9259.6446 | 9841.6987
12/2/2020 11 p.m. EST | 13360
12/3/2020 12 a.m. EST | 12942
12/2/2020 12 a.m. EST | 13422
12/2/2020 1 a.m. EST | 13170
12/2/2020 2 a.m. EST | 13083
12/2/2020 3 a.m. EST | 13137
12/2/2020 4 a.m. EST | 13311
12/2/2020 5 a.m. EST | 13745
12/2/2020 6 a.m. EST | 14609

## Reserves_Data
LoadName | Node | 12/2/2020 7 p.m. EST | 12/2/2020 8 p.m. EST | 12/2/2020 9 p.m. EST | 12/2/2020 10 p.m. EST | 12/2/2020 11 p.m. EST | 12/3/2020 12 a.m. EST | 12/2/2020 12 a.m. EST | 12/2/2020 1 a.m. EST | 12/2/2020 2 a.m. EST | 12/2/2020 3 a.m. EST | 12/2/2020 4 a.m. EST | 12/2/2020 5 a.m. EST | 12/2/2020 6 a.m. EST
L1 | 1 | 172.0594 | 173.5552 | 173.5552 | 170.3904 | 165.1612 | 159.9937 | 165.9276 | 162.8123 | 161.7368 | 162.4044 | 164.5554 | 169.9207 | 180.6018
L2 | 2 | 4.1796 | 4.2159 | 4.2159 | 4.139 | 4.012 | 3.8865 | 4.0306 | 3.955 | 3.9288 | 3.945 | 3.9973 | 4.1276 | 4.3871
L3 | 3 | 50.8516 | 51.2936 | 51.2936 | 50.3583 | 48.8128 | 47.2856 | 49.0393 | 48.1186 | 47.8008 | 47.998 | 48.6338 | 50.2195 | 53.3762
L4 | 4 | 468.8095 | 472.8852 | 472.8852 | 464.2622 | 450.014 | 435.9342 | 452.1024 | 443.6141 | 440.6836 | 442.5026 | 448.3635 | 462.9822 | 492.0849

## Demand_Data
LoadName | Node | 12/2/2020 7 p.m. EST | 12/2/2020 8 p.m. EST | 12/2/2020 9 p.m. EST | 12/2/2020 10 p.m. EST | 12/2/2020 11 p.m. EST | 12/3/2020 12 a.m. EST | 12/2/2020 12 a.m. EST | 12/2/2020 1 a.m. EST | 12/2/2020 2 a.m. EST | 12/2/2020 3 a.m. EST | 12/2/2020 4 a.m. EST | 12/2/2020 5 a.m. EST | 12/2/2020 6 a.m. EST
L1 | 1 | 3441.1872 | 3471.1041 | 3471.1041 | 3407.8088 | 3303.2232 | 3199.8739 | 3318.5526 | 3256.2462 | 3234.7357 | 3248.0871 | 3291.1081 | 3398.4134 | 3612.035
L2 | 2 | 83.5916 | 84.3183 | 84.3183 | 82.7808 | 80.2402 | 77.7297 | 80.6126 | 79.0991 | 78.5766 | 78.9009 | 79.9459 | 82.5526 | 87.7417
L3 | 3 | 1017.031 | 1025.8729 | 1025.8729 | 1007.1662 | 976.2563 | 945.7117 | 980.7868 | 962.3724 | 956.015 | 959.961 | 972.6757 | 1004.3894 | 1067.5245
L4 | 4 | 9376.1902 | 9457.7047 | 9457.7047 | 9285.2442 | 9000.2803 | 8718.6847 | 9042.048 | 8872.2823 | 8813.6727 | 8850.0511 | 8967.2703 | 9259.6446 | 9841.6987

## Lines_Data
LineName | NodeFrom | NodeTo | Reactance (p.u) | Line_Capacity (MW)
Line1-2 | 1 | 2 | 0.1 | 2500
Line2-3 | 2 | 3 | 0.1 | 2500
Line3-4 | 3 | 4 | 0.1 | 2500
Line4-1 | 4 | 1 | 0.1 | 2500